## Equipment
0 | 1 | 2 | 3 | 4 | 5 | 6
Equipment | Description | Equipment Sub | Functional loc. | L | 1 | EA/CT
10050233 | FIRE ALARM FA2 |  | PI-TH-7151-BS-AB
10050687 | LIGHTING AMENITY BUILDING |  | PI-TH-7151-BS-AB
10050898 | FACILITY AMENITY BUILDING |  | PI-TH-7151-BS-AB
10051258 | Amenity sump pump-1 |  | PI-TH-7151-BS-AB
10050330 | SHUTTER DOOR SD6-1 |  | PI-TH-7151-BS-AB-1F
10050628 | DISTRIBUTION PANEL 2-LP-17-1 |  | PI-TH-7151-BS-AB-1F
10050688 | LIGHTING AMENITY BUILDING 1ST FLOOR |  | PI-TH-7151-BS-AB-1F
10050899 | FACILITY AMENITY BUILDING 1ST FLOOR |  | PI-TH-7151-BS-AB-1F
10050689 | LIGHTING AMENITY BUILDING 1F OFFICE |  | PI-TH-7151-BS-AB-1F-01
10050900 | FACILITY AMENITY BUILDING 1F OFFICE |  | PI-TH-7151-BS-AB-1F-01
10050939 | AIR CONDITION AC6-9 |  | PI-TH-7151-BS-AB-1F-01
10050940 | AIR CONDITION AC6-10 |  | PI-TH-7151-BS-AB-1F-01
10050941 | AIR CONDITION AC6-11 |  | PI-TH-7151-BS-AB-1F-01
10051364 | AIR PURIFIER AP7 |  | PI-TH-7151-BS-AB-1F-01
10050690 | LIGHTING AMENITY BUILDING 1F SUNBITE |  | PI-TH-7151-BS-AB-1F-02
10050901 | FACILITY AMENITY BUILDING 1F SUNBITE |  | PI-TH-7151-BS-AB-1F-02
10050938 | AIR CONDITION AC6-8 |  | PI-TH-7151-BS-AB-1F-02
10050691 | LIGHTING AMENITY BUILDING 2ND FLOOR |  | PI-TH-7151-BS-AB-2F
10050902 | FACILITY AMENITY BUILDING 2ND FLOOR |  | PI-TH-7151-BS-AB-2F
10050692 | LIGHTING AMENITY BUILDING 2F AMENITY 1 |  | PI-TH-7151-BS-AB-2F-01
10050903 | FACILITY AMENITY BUILDING 2F AMENITY 1 |  | PI-TH-7151-BS-AB-2F-01
10050942 | AIR CONDITION AC6-12 |  | PI-TH-7151-BS-AB-2F-01
10050943 | AIR CONDITION AC6-13 |  | PI-TH-7151-BS-AB-2F-01
10050516 | FACILITY AMENITY BUILDING 2F AMENITY 2 |  | PI-TH-7151-BS-AB-2F-02
10050693 | LIGHTING AMENITY BUILDING 2F AMENITY 2 |  | PI-TH-7151-BS-AB-2F-02
10050944 | AIR CONDITION AC6-14 |  | PI-TH-7151-BS-AB-2F-02
10050945 | AIR CONDITION AC6-15 |  | PI-TH-7151-BS-AB-2F-02
10050946 | AIR CONDITION AC6-16 |  | PI-TH-7151-BS-AB-2F-02
10050517 | FACILITY AIR COMPRESSOR ROOM |  | PI-TH-7151-BS-AC
10050694 | LIGHTING AIR COMPRESSOR ROOM |  | PI-TH-7151-BS-AC
10051366 | AIR TANK |  | PI-TH-7151-BS-AC
10050172 | AIR DRYER AD5 |  | PI-TH-7151-BS-AC-01
10050173 | AIR DRYER AD6 |  | PI-TH-7151-BS-AC-01
10050176 | DESICCANT DRYER DD1 |  | PI-TH-7151-BS-AC-01
10050177 | DESICCANT DRYER DD2 |  | PI-TH-7151-BS-AC-01
10050190 | AIR HANDING UNIT AHU11 |  | PI-TH-7151-BS-AC-01
10050410 | DISTRIBUTION PANEL 2-LP-8 |  | PI-TH-7151-BS-AC-01
10050518 | FACILITY AIR COMPRESSOR ROOM FACTORY1 |  | PI-TH-7151-BS-AC-01
10050588 | DISTRIBUTION PANEL 1-LP-3 |  | PI-TH-7151-BS-AC-01
10050672 | AIR COMPRESSOR ACP1 |  | PI-TH-7151-BS-AC-01
10050673 | AIR COMPRESSOR ACP2 |  | PI-TH-7151-BS-AC-01
10050675 | AIR COMPRESSOR ACP4 |  | PI-TH-7151-BS-AC-01
10050676 | AIR COMPRESSOR ACP5 |  | PI-TH-7151-BS-AC-01
10050677 | AIR COMPRESSOR ACP6 |  | PI-TH-7151-BS-AC-01
10050680 | AIR COMPRESSOR ACP9 |  | PI-TH-7151-BS-AC-01
10050695 | LIGHTING AIR COMPRESSOR ROOM FACTORY1 |  | PI-TH-7151-BS-AC-01
10050794 | EXHAUST FAN EF8 |  | PI-TH-7151-BS-AC-01
10050795 | EXHAUST FAN EF9 |  | PI-TH-7151-BS-AC-01
10050796 | EXHAUST FAN EF10 |  | PI-TH-7151-BS-AC-01
10050800 | EXHAUST FAN EF14 |  | PI-TH-7151-BS-AC-01
10051367 | AIR TANK AT1 |  | PI-TH-7151-BS-AC-01
10051368 | AIR TANK AT2 |  | PI-TH-7151-BS-AC-01
10051369 | AIR TANK AT3 |  | PI-TH-7151-BS-AC-01
10051370 | AIR TANK AT4 |  | PI-TH-7151-BS-AC-01
10051371 | AIR TANK AT5 |  | PI-TH-7151-BS-AC-01
10052181 | Head office water supply booster pump |  | PI-TH-7151-BS-AC-01
10053011 | AIR COMPRESSOR ACP11 |  | PI-TH-7151-BS-AC-01
10053012 | AIR COMPRESSOR ACP12 |  | PI-TH-7151-BS-AC-01
10053013 | DESICCANT DRYER DD11 |  | PI-TH-7151-BS-AC-01
10053014 | DESICCANT DRYER DD12 |  | PI-TH-7151-BS-AC-01
10050178 | DESICCANT DRYER DD3 |  | PI-TH-7151-BS-AC-02
10050179 | DESICCANT DRYER DD4 |  | PI-TH-7151-BS-AC-02
10050431 | DISTRIBUTION PANEL 3-LP-5 |  | PI-TH-7151-BS-AC-02
10050519 | FACILITY AIR COMPRESSOR ROOM FACTORY2 |  | PI-TH-7151-BS-AC-02
10050674 | AIR COMPRESSOR ACP3 |  | PI-TH-7151-BS-AC-02
10050681 | AIR COMPRESSOR ACP10 |  | PI-TH-7151-BS-AC-02
10050696 | LIGHTING AIR COMPRESSOR ROOM FACTORY2 |  | PI-TH-7151-BS-AC-02
10051372 | AIR TANK AT6 |  | PI-TH-7151-BS-AC-02
10051373 | AIR TANK AT7 |  | PI-TH-7151-BS-AC-02
10050520 | FACILITY CHILLER PLANT |  | PI-TH-7151-BS-CH
10050697 | LIGHTING CHILLER PLANT |  | PI-TH-7151-BS-CH
10050199 | CONDENSER PUMP CDP1-1 |  | PI-TH-7151-BS-CH-01
10050200 | CONDENSER PUMP CDP1-2 |  | PI-TH-7151-BS-CH-01
10050201 | COOLING TOWER CT1-1 |  | PI-TH-7151-BS-CH-01
10050202 | COOLING TOWER CT1-2 |  | PI-TH-7151-BS-CH-01
10050396 | DISTRIBUTION PANEL 1-LP-2 |  | PI-TH-7151-BS-CH-01
10050397 | DISTRIBUTION PANEL 1-LP-2-1 |  | PI-TH-7151-BS-CH-01
10050416 | DISTRIBUTION PANEL 2-LP-10-1 |  | PI-TH-7151-BS-CH-01
10050417 | DISTRIBUTION PANEL 2-LP-10-1-1 |  | PI-TH-7151-BS-CH-01
10050521 | FACILITY CHILLER PLANT FACTORY 1 |  | PI-TH-7151-BS-CH-01
10050698 | LIGHTING CHILLER PLANT FACTORY 1 |  | PI-TH-7151-BS-CH-01
10050713 | CHILLER |  | PI-TH-7151-BS-CH-01
10050714 | CHILLER CH1 |  | PI-TH-7151-BS-CH-01
10050715 | CHILLER CH2 |  | PI-TH-7151-BS-CH-01
10050716 | CHILLER CH4 |  | PI-TH-7151-BS-CH-01
10050721 | CHILLER WATER PUMP CHP1-1 |  | PI-TH-7151-BS-CH-01
10050722 | CHILLER WATER PUMP CHP1-2 |  | PI-TH-7151-BS-CH-01
10050723 | CHILLER WATER PUMP CHP1-3 |  | PI-TH-7151-BS-CH-01
10050724 | CHILLER WATER PUMP CHP1-4 |  | PI-TH-7151-BS-CH-01
10050197 | CHILLER WATER PUMP CHP2-6 |  | PI-TH-7151-BS-CH-02
10050198 | CHILLER WATER PUMP MAKE UP CHP2-7 |  | PI-TH-7151-BS-CH-02
10050433 | DISTRIBUTION PANEL 3-LP-6 |  | PI-TH-7151-BS-CH-02
10050522 | FACILITY CHILLER PLANT FACTORY 2 |  | PI-TH-7151-BS-CH-02
10050699 | LIGHTING CHILLER PLANT FACTORY 2 |  | PI-TH-7151-BS-CH-02
10050717 | CHILLER CH5 |  | PI-TH-7151-BS-CH-02
10050718 | CHILLER CH6 |  | PI-TH-7151-BS-CH-02
10050719 | CHILLER CH7 |  | PI-TH-7151-BS-CH-02
10050720 | CHILLER CH8 |  | PI-TH-7151-BS-CH-02
10050725 | CHILLER WATER PUMP CHP2-1 |  | PI-TH-7151-BS-CH-02
10050726 | CHILLER WATER PUMP CHP2-2 |  | PI-TH-7151-BS-CH-02
10050727 | CHILLER WATER PUMP CHP2-3 |  | PI-TH-7151-BS-CH-02
10050728 | CHILLER WATER PUMP CHP2-4 |  | PI-TH-7151-BS-CH-02
10050729 | CHILLER WATER PUMP CHP2-5 |  | PI-TH-7151-BS-CH-02
10050473 | LIGHTING CAR PARK |  | PI-TH-7151-BS-CP
10050533 | FACILITY CAR PARK |  | PI-TH-7151-BS-CP
10050474 | LIGHTING CAR PARK FRONT MAIN OFFICE |  | PI-TH-7151-BS-CP-01
10050534 | FACILITY CAR PARK FRONT MAIN OFFICE |  | PI-TH-7151-BS-CP-01
10050475 | LIGHTING CAR PARK NO.2 |  | PI-TH-7151-BS-CP-02
10050535 | FACILITY CAR PARK NO.2 |  | PI-TH-7151-BS-CP-02
10050310 | AIR CURTAIN ACT6-1 |  | PI-TH-7151-BS-CT
10050311 | AIR CURTAIN ACT6-2 |  | PI-TH-7151-BS-CT
10050312 | AIR CURTAIN ACT6-3 |  | PI-TH-7151-BS-CT
10050313 | AIR CURTAIN ACT6-4 |  | PI-TH-7151-BS-CT
10050314 | AIR CURTAIN ACT6-5 |  | PI-TH-7151-BS-CT
10050315 | AIR CURTAIN ACT6-6 |  | PI-TH-7151-BS-CT
10050470 | LIGHTING CANTEEN |  | PI-TH-7151-BS-CT
10050530 | FACILITY CANTEEN |  | PI-TH-7151-BS-CT
10050618 | DISTRIBUTION PANEL 2-LP-12-1-4 |  | PI-TH-7151-BS-CT
10050619 | DISTRIBUTION PANEL 2-LP-12-1-4-1 |  | PI-TH-7151-BS-CT
10050931 | AIR CONDITION AC6-1 |  | PI-TH-7151-BS-CT
10050932 | AIR CONDITION AC6-2 |  | PI-TH-7151-BS-CT
10050933 | AIR CONDITION AC6-3 |  | PI-TH-7151-BS-CT
10050934 | AIR CONDITION AC6-4 |  | PI-TH-7151-BS-CT
10050935 | AIR CONDITION AC6-5 |  | PI-TH-7151-BS-CT
10050936 | AIR CONDITION AC6-6 |  | PI-TH-7151-BS-CT
10051259 | Canteen sump pump-1 |  | PI-TH-7151-BS-CT
10051260 | Canteen sump pump-2 |  | PI-TH-7151-BS-CT
10051576 | Canteen Water supply Booster Pump |  | PI-TH-7151-BS-CT
10051577 | Canteen Water supply Booster Pump-1 | 10051576
10051578 | Canteen Water supply Booster Pump-2 | 10051577
10067346 | Canteen water supply storage tank-1 | 10051578
10067347 | Canteen water supply storage tank-2 | 10051579
10050466 | LIGHTING ENGINEERING BUILDING |  | PI-TH-7151-BS-EB
10050891 | FACILITY ENGINEERING BUILDING |  | PI-TH-7151-BS-EB
10051265 | Engineer septic sump pump-1 |  | PI-TH-7151-BS-EB
10050684 | LIGHTING ENGINEERING BUILDING MEETING |  | PI-TH-7151-BS-EB-EM
10050851 | AIR CONDITION AC3-5 |  | PI-TH-7151-BS-EB-EM
10050895 | FACILITY ENGINEERING BUILDING MEETING |  | PI-TH-7151-BS-EB-EM
10050467 | LIGHTING ENGINEERING BUILDING OFFICE |  | PI-TH-7151-BS-EB-EO
10050608 | DISTRIBUTION PANEL 1-LP-11 |  | PI-TH-7151-BS-EB-EO
10050847 | AIR CONDITION AC3-1 |  | PI-TH-7151-BS-EB-EO
10050848 | AIR CONDITION AC3-2 |  | PI-TH-7151-BS-EB-EO
10050850 | AIR CONDITION AC3-4 |  | PI-TH-7151-BS-EB-EO
10050892 | FACILITY ENGINEERING BUILDING OFFICE |  | PI-TH-7151-BS-EB-EO
10051365 | AIR PURIFIER AP8 |  | PI-TH-7151-BS-EB-EO
10050686 | LIGHTING ENGINEERING BUILDING TECH ROOM |  | PI-TH-7151-BS-EB-EP
10050849 | AIR CONDITION AC3-3 |  | PI-TH-7151-BS-EB-EP
10050897 | FACILITY ENGINEERING BUILDING TECH ROOM |  | PI-TH-7151-BS-EB-EP
10050685 | LIGHTING ENGINEERING BUILDING UTILITY |  | PI-TH-7151-BS-EB-ER
10050852 | AIR CONDITION AC3-6 |  | PI-TH-7151-BS-EB-ER
10050896 | FACILITY ENGINEERING BUILDING UTILITY |  | PI-TH-7151-BS-EB-ER
10052704 | BOOMLIFT |  | PI-TH-7151-BS-EB-ER
10052875 | FORKLIFT GAS G11 |  | PI-TH-7151-BS-EB-ER
10050273 | AIR CONDITION AC3-10 |  | PI-TH-7151-BS-EB-ES
10050683 | LIGHTING ENGINEERING BUILDING STORE |  | PI-TH-7151-BS-EB-ES
10050855 | AIR CONDITION AC3-9 |  | PI-TH-7151-BS-EB-ES
10050894 | FACILITY ENGINEERING BUILDING STORE |  | PI-TH-7151-BS-EB-ES
10051064 | SHUTTER DOOR SD3-3 |  | PI-TH-7151-BS-EB-ES
10050361 | ELECTRIC FORKLIFT E6 |  | PI-TH-7151-BS-EB-EW
10050609 | DISTRIBUTION PANEL 1-LP-12 |  | PI-TH-7151-BS-EB-EW
10050682 | LIGHTING ENGINEERING BUILDING WORK SHOP |  | PI-TH-7151-BS-EB-EW
10050893 | FACILITY ENGINEERING BUILDING WORK SHOP |  | PI-TH-7151-BS-EB-EW
10051062 | SHUTTER DOOR SD3-1 |  | PI-TH-7151-BS-EB-EW
10051063 | SHUTTER DOOR SD3-2 |  | PI-TH-7151-BS-EB-EW
10050259 | FIRE PUMP FP2 |  | PI-TH-7151-BS-FP
10050260 | JOCKEY PUMP JP2 |  | PI-TH-7151-BS-FP
10050332 | SHUTTER DOOR SD8-1 |  | PI-TH-7151-BS-FP
10050487 | LIGHTING FIRE PUMP HOUSE |  | PI-TH-7151-BS-FP
10051150 | FACILITY FIRE PUMP HOUSE |  | PI-TH-7151-BS-FP
10050471 | LIGHTING FIRST AIDS ROOM |  | PI-TH-7151-BS-FR
10050531 | FACILITY FIRST AIDS ROOM |  | PI-TH-7151-BS-FR
10050937 | AIR CONDITION AC6-7 |  | PI-TH-7151-BS-FR
10050476 | LIGHTING GUARD HOUSE |  | PI-TH-7151-BS-GH
10050536 | FACILITY GUARD HOUSE |  | PI-TH-7151-BS-GH
10050477 | LIGHTING GUARD HOUSE 1 |  | PI-TH-7151-BS-GH-01
10050537 | FACILITY GUARD HOUSE 1 |  | PI-TH-7151-BS-GH-01
10050947 | AIR CONDITION AC6-17 |  | PI-TH-7151-BS-GH-01
10050232 | FIRE ALARM FA1 |  | PI-TH-7151-BS-GH-02
10050478 | LIGHTING GUARD HOUSE 2 |  | PI-TH-7151-BS-GH-02
10050538 | FACILITY GUARD HOUSE 2 |  | PI-TH-7151-BS-GH-02
10050479 | LIGHTING GUARD HOUSE 3 |  | PI-TH-7151-BS-GH-03
10050539 | FACILITY GUARD HOUSE 3 |  | PI-TH-7151-BS-GH-03
10050209 | VAPORIZER VP1-1 |  | PI-TH-7151-BS-LG
10050215 | GAS DETECTOR |  | PI-TH-7151-BS-LG
10050527 | FACILITY LPG STORAGE |  | PI-TH-7151-BS-LG
10050704 | LIGHTING LPG STORAGE |  | PI-TH-7151-BS-LG
10050210 | VAPORIZER VP1-1 |  | PI-TH-7151-BS-LG-01
10050211 | VAPORIZER VP1-2 |  | PI-TH-7151-BS-LG-01
10050218 | GAS DETECTOR GD3 |  | PI-TH-7151-BS-LG-01
10050468 | LIGHTING LPG STORAGE 1 |  | PI-TH-7151-BS-LG-01
10050528 | FACILITY LPG STORAGE 1 |  | PI-TH-7151-BS-LG-01
10050603 | DISTRIBUTION PANEL 1-LP-9 |  | PI-TH-7151-BS-LG-01
10050604 | DISTRIBUTION PANEL 1-LP-9-1 |  | PI-TH-7151-BS-LG-01
10050605 | DISTRIBUTION PANEL 1-LP-9-2 |  | PI-TH-7151-BS-LG-01
10050735 | LPG STATION 1 |  | PI-TH-7151-BS-LG-01
10050737 | LPG TANK 1-1 |  | PI-TH-7151-BS-LG-01
10050738 | LPG TANK 1-2 |  | PI-TH-7151-BS-LG-01
10050739 | LPG TANK 1-3 |  | PI-TH-7151-BS-LG-01
10050740 | LPG TANK 1-4 |  | PI-TH-7151-BS-LG-01
10050212 | VAPORIZER VP2-1 |  | PI-TH-7151-BS-LG-02
10050213 | VAPORIZER VP2-2 |  | PI-TH-7151-BS-LG-02
10050214 | VAPORIZER VP2-3 |  | PI-TH-7151-BS-LG-02
10050216 | GAS DETECTOR GD1 |  | PI-TH-7151-BS-LG-02
10050217 | GAS DETECTOR GD2 |  | PI-TH-7151-BS-LG-02
10050406 | DISTRIBUTION PANEL 2-LP-5 |  | PI-TH-7151-BS-LG-02
10050469 | LIGHTING LPG STORAGE 2 |  | PI-TH-7151-BS-LG-02
10050529 | FACILITY LPG STORAGE 2 |  | PI-TH-7151-BS-LG-02
10050736 | LPG STATION 2 |  | PI-TH-7151-BS-LG-02
10050741 | LPG TANK 2-1 |  | PI-TH-7151-BS-LG-02
10050742 | LPG TANK 2-2 |  | PI-TH-7151-BS-LG-02
10050743 | LPG TANK 2-3 |  | PI-TH-7151-BS-LG-02
10050744 | LPG TANK 2-4 |  | PI-TH-7151-BS-LG-02
10050745 | LPG TANK 2-5 |  | PI-TH-7151-BS-LG-02
10050746 | LPG TANK 2-6 |  | PI-TH-7151-BS-LG-02
10050747 | LPG TANK 2-7 |  | PI-TH-7151-BS-LG-02
10050748 | LPG TANK 2-8 |  | PI-TH-7151-BS-LG-02
10050749 | LPG TANK 2-9 |  | PI-TH-7151-BS-LG-02
10050750 | LPG TANK 2-10 |  | PI-TH-7151-BS-LG-02
10050445 | LIGHTING OFFICE |  | PI-TH-7151-BS-MB
10050446 | LIGHTING OFFICE BUILDING |  | PI-TH-7151-BS-MB
10050506 | FACILITY OFFICE BUILDING |  | PI-TH-7151-BS-MB
10051266 | Head office sump pump-1 |  | PI-TH-7151-BS-MB
10051357 | AIR PURIFIER |  | PI-TH-7151-BS-MB
10050447 | LIGHTING OFFICE BUILDING 1ST FLOOR |  | PI-TH-7151-BS-MB-1F
10050507 | FACILITY OFFICE BUILDING 1ST FLOOR |  | PI-TH-7151-BS-MB-1F
10050599 | DISTRIBUTION PANEL 1-LP-7 |  | PI-TH-7151-BS-MB-1F
10050601 | DISTRIBUTION PANEL 1-LP-7-2 |  | PI-TH-7151-BS-MB-1F
10050448 | LIGHTING OFFICE BUILDING 1F HR MEETING |  | PI-TH-7151-BS-MB-1F-01
10050508 | FACILITY OFFICE BUILDING 1F HR MEETING |  | PI-TH-7151-BS-MB-1F-01
10050930 | AIR CONDITION AC5-24 |  | PI-TH-7151-BS-MB-1F-01
10050449 | LIGHTING OFFICE BUILDING 1F SERVER |  | PI-TH-7151-BS-MB-1F-02
10050509 | FACILITY OFFICE BUILDING 1F SERVER ROOM |  | PI-TH-7151-BS-MB-1F-02
10050602 | DISTRIBUTION PANEL 1-LP-7-3 |  | PI-TH-7151-BS-MB-1F-02
10050928 | AIR CONDITION AC5-22 |  | PI-TH-7151-BS-MB-1F-02
10050929 | AIR CONDITION AC5-23 |  | PI-TH-7151-BS-MB-1F-02
10050288 | AIR CONDITION AC5-13 |  | PI-TH-7151-BS-MB-1F-03
10050289 | AIR CONDITION AC5-14 |  | PI-TH-7151-BS-MB-1F-03
10050290 | AIR CONDITION AC5-15 |  | PI-TH-7151-BS-MB-1F-03
10050309 | AIR CURTAIN ACT5-1 |  | PI-TH-7151-BS-MB-1F-03
10050450 | LIGHTING OFFICE BUILDING 1F RECEPTION |  | PI-TH-7151-BS-MB-1F-03
10050510 | FACILITY OFFICE BUILDING 1F RECEPTION |  | PI-TH-7151-BS-MB-1F-03
10050293 | AIR CONDITION AC5-18 |  | PI-TH-7151-BS-MB-1F-04
10050451 | LIGHTING OFFICE BUILDING 1F HR MANAGER |  | PI-TH-7151-BS-MB-1F-04
10050511 | FACILITY OFFICE BUILDING 1F HR MANAGER |  | PI-TH-7151-BS-MB-1F-04
10050291 | AIR CONDITION AC5-16 |  | PI-TH-7151-BS-MB-1F-05
10050292 | AIR CONDITION AC5-17 |  | PI-TH-7151-BS-MB-1F-05
10050294 | AIR CONDITION AC5-19 |  | PI-TH-7151-BS-MB-1F-05
10050295 | AIR CONDITION AC5-20 |  | PI-TH-7151-BS-MB-1F-05
10050296 | AIR CONDITION AC5-21 |  | PI-TH-7151-BS-MB-1F-05
10050452 | LIGHTING OFFICE BUILDING 1F OFFICE |  | PI-TH-7151-BS-MB-1F-05
10050512 | FACILITY OFFICE BUILDING 1F OFFICE |  | PI-TH-7151-BS-MB-1F-05
10051358 | AIR PURIFIER AP1 |  | PI-TH-7151-BS-MB-1F-05
10051359 | AIR PURIFIER AP2 |  | PI-TH-7151-BS-MB-1F-05
10050281 | AIR CONDITION AC5-6 |  | PI-TH-7151-BS-MB-2F
10050282 | AIR CONDITION AC5-7 |  | PI-TH-7151-BS-MB-2F
10050453 | LIGHTING OFFICE BUILDING 2ND FLOOR |  | PI-TH-7151-BS-MB-2F
10050513 | FACILITY OFFICE BUILDING 2ND FLOOR |  | PI-TH-7151-BS-MB-2F
10050600 | DISTRIBUTION PANEL 1-LP-7-1 |  | PI-TH-7151-BS-MB-2F
10051360 | AIR PURIFIER AP3 |  | PI-TH-7151-BS-MB-2F
10051361 | AIR PURIFIER AP4 |  | PI-TH-7151-BS-MB-2F
10050276 | AIR CONDITION AC5-1 |  | PI-TH-7151-BS-MB-2F-01
10050277 | AIR CONDITION AC5-2 |  | PI-TH-7151-BS-MB-2F-01
10050454 | LIGHTING OFFICE BUILDING 2F TAWAN ROOM |  | PI-TH-7151-BS-MB-2F-01
10050514 | FACILITY OFFICE BUILDING 2F TAWAN ROOM |  | PI-TH-7151-BS-MB-2F-01
10050279 | AIR CONDITION AC5-4 |  | PI-TH-7151-BS-MB-2F-02
10050280 | AIR CONDITION AC5-5 |  | PI-TH-7151-BS-MB-2F-02
10050455 | LIGHTING OFFICE BUILDING 2F LAY'S ROOM |  | PI-TH-7151-BS-MB-2F-02
10050515 | FACILITY OFFICE BUILDING 2F LAY'S ROOM |  | PI-TH-7151-BS-MB-2F-02
10050283 | AIR CONDITION AC5-8 |  | PI-TH-7151-BS-MB-2F-03
10050456 | LIGHTING OFFICE BUILDING 2F PLANT MGR |  | PI-TH-7151-BS-MB-2F-03
10050881 | FACILITY OFFICE BUILDING 2F PLANT MGR |  | PI-TH-7151-BS-MB-2F-03
10050278 | AIR CONDITION AC5-3 |  | PI-TH-7151-BS-MB-2F-04
10050457 | LIGHTING OFFICE BUILDING 2F AGRO MGR 1 |  | PI-TH-7151-BS-MB-2F-04
10050882 | FACILITY OFFICE BUILDING 2F AGRO MGR 1 |  | PI-TH-7151-BS-MB-2F-04
10050287 | AIR CONDITION AC5-12 |  | PI-TH-7151-BS-MB-2F-05
10050458 | LIGHTING OFFICE BUILDING 2F AGRO MGR 2 |  | PI-TH-7151-BS-MB-2F-05
10050883 | FACILITY OFFICE BUILDING 2F AGRO MGR 2 |  | PI-TH-7151-BS-MB-2F-05
10050284 | AIR CONDITION AC5-9 |  | PI-TH-7151-BS-MB-2F-06
10050459 | LIGHTING OFFICE BUILDING 2F AGRO MGR 3 |  | PI-TH-7151-BS-MB-2F-06
10050884 | FACILITY OFFICE BUILDING 2F AGRO MGR 3 |  | PI-TH-7151-BS-MB-2F-06
10050285 | AIR CONDITION AC5-10 |  | PI-TH-7151-BS-MB-2F-07
10050460 | LIGHTING OFFICE BUILDING 2F AGRO A.MGR |  | PI-TH-7151-BS-MB-2F-07
10050885 | FACILITY OFFICE BUILDING 2F AGRO A.MGR |  | PI-TH-7151-BS-MB-2F-07
10050286 | AIR CONDITION AC5-11 |  | PI-TH-7151-BS-MB-2F-08
10050461 | LIGHTING OFFICE BUILDING 2F PURC MGR |  | PI-TH-7151-BS-MB-2F-08
10050886 | FACILITY OFFICE BUILDING 2F PURC MGR |  | PI-TH-7151-BS-MB-2F-08
10050384 | MAIN DISTRIBUTION BOARD MDB |  | PI-TH-7151-BS-MD
10050481 | LIGHTING MDB ROOM |  | PI-TH-7151-BS-MD
10051144 | FACILITY MDB ROOM |  | PI-TH-7151-BS-MD
10050379 | TRANSFORMER TR1 |  | PI-TH-7151-BS-MD-01
10050385 | MAIN DISTRIBUTION BOARD MDB1 |  | PI-TH-7151-BS-MD-01
10050393 | FM200 |  | PI-TH-7151-BS-MD-01
10050482 | LIGHTING MDB ROOM 1 |  | PI-TH-7151-BS-MD-01
10050589 | DISTRIBUTION PANEL 1-LP-4 |  | PI-TH-7151-BS-MD-01
10050610 | DISTRIBUTION PANEL 1-LP-12-1 |  | PI-TH-7151-BS-MD-01
10050853 | AIR CONDITION AC3-7 |  | PI-TH-7151-BS-MD-01
10050854 | AIR CONDITION AC3-8 |  | PI-TH-7151-BS-MD-01
10051145 | FACILITY MDB ROOM 1 |  | PI-TH-7151-BS-MD-01
10052703 | BACKUP GENERATOR |  | PI-TH-7151-BS-MD-01
10050380 | TRANSFORMER TR2 |  | PI-TH-7151-BS-MD-02
10050386 | MAIN DISTRIBUTION BOARD MDB2 |  | PI-TH-7151-BS-MD-02
10050483 | LIGHTING MDB ROOM 2 |  | PI-TH-7151-BS-MD-02
10051146 | FACILITY MDB ROOM 2 |  | PI-TH-7151-BS-MD-02
10050381 | TRANSFORMER TR3 |  | PI-TH-7151-BS-MD-03
10050387 | MAIN DISTRIBUTION BOARD MDB3 |  | PI-TH-7151-BS-MD-03
10050390 | INERGEN |  | PI-TH-7151-BS-MD-03
10050484 | LIGHTING MDB ROOM 3 |  | PI-TH-7151-BS-MD-03
10050642 | DISTRIBUTION PANEL 3-LP-15 |  | PI-TH-7151-BS-MD-03
10050843 | AIR CONDITION AC2-6 |  | PI-TH-7151-BS-MD-03
10050844 | AIR CONDITION AC2-7 |  | PI-TH-7151-BS-MD-03
10051056 | SHUTTER DOOR SD2-6 |  | PI-TH-7151-BS-MD-03
10051147 | FACILITY MDB ROOM 3 |  | PI-TH-7151-BS-MD-03
10050297 | AIR CONDITION AC8-3 |  | PI-TH-7151-BS-MD-04
10050382 | TRANSFORMER TR4 |  | PI-TH-7151-BS-MD-04
10050388 | MAIN DISTRIBUTION BOARD MDB4 |  | PI-TH-7151-BS-MD-04
10050391 | INERGEN |  | PI-TH-7151-BS-MD-04
10050485 | LIGHTING MDB ROOM 4 |  | PI-TH-7151-BS-MD-04
10051000 | WWT MDB4 electric control cabinet |  | PI-TH-7151-BS-MD-04
10051001 | WWT electric control cabinet-1 | 10051000
10051002 | WWT PLC electric control cabinet-2 | 10051000
10051003 | WWT air blower elec control cabinet-1 | 10051000
10051004 | WWT air blower elec control cabinet-2 | 10051000
10051148 | FACILITY MDB ROOM 4 |  | PI-TH-7151-BS-MD-04
10050383 | TRANSFORMER TR5 |  | PI-TH-7151-BS-MD-05
10050389 | MAIN DISTRIBUTION BOARD MDB5 |  | PI-TH-7151-BS-MD-05
10050392 | INERGEN |  | PI-TH-7151-BS-MD-05
10050486 | LIGHTING MDB ROOM 5 |  | PI-TH-7151-BS-MD-05
10051149 | FACILITY MDB ROOM 5 |  | PI-TH-7151-BS-MD-05
10050462 | LIGHTING PRODUCTION BUILDING |  | PI-TH-7151-BS-PB
10050887 | FACILITY PRODUCTION BUILDING |  | PI-TH-7151-BS-PB
10051098 | Starch PC50 flume pump-1 |  | PI-TH-7151-BS-PB
10051099 | Starch PC50 flume elec control-1 |  | PI-TH-7151-BS-PB
10051256 | Pellet line sump pump-1 |  | PI-TH-7151-BS-PB
10051257 | Pellet line boiler room sump pump-1 |  | PI-TH-7151-BS-PB
10051261 | Potato loading sump pump-1 |  | PI-TH-7151-BS-PB
10051262 | Schaaf RBS sump pump-1 |  | PI-TH-7151-BS-PB
10067776 | PK 5 sump pump-1 |  | PI-TH-7151-BS-PB
10050464 | LIGHTING PRODUCTION BUILDING MEETING |  | PI-TH-7151-BS-PB-PM
10050834 | AIR CONDITION AC1-12 |  | PI-TH-7151-BS-PB-PM
10050889 | FACILITY PRODUCTION BUILDING MEETING |  | PI-TH-7151-BS-PB-PM
10050463 | LIGHTING PRODUCTION BUILDING OFFICE |  | PI-TH-7151-BS-PB-PO
10050597 | DISTRIBUTION PANEL 1-LP-6-3-1 |  | PI-TH-7151-BS-PB-PO
10050832 | AIR CONDITION AC1-10 |  | PI-TH-7151-BS-PB-PO
10050833 | AIR CONDITION AC1-11 |  | PI-TH-7151-BS-PB-PO
10050835 | AIR CONDITION AC1-13 |  | PI-TH-7151-BS-PB-PO
10050888 | FACILITY PRODUCTION BUILDING OFFICE |  | PI-TH-7151-BS-PB-PO
10051362 | AIR PURIFIER AP5 |  | PI-TH-7151-BS-PB-PO
10051363 | AIR PURIFIER AP6 |  | PI-TH-7151-BS-PB-PO
10050270 | AIR CONDITION AC1-6 |  | PI-TH-7151-BS-PB-QA
10050271 | AIR CONDITION AC1-7 |  | PI-TH-7151-BS-PB-QA
10050272 | AIR CONDITION AC1-8 |  | PI-TH-7151-BS-PB-QA
10050301 | AIR CURTAIN ACT1-1 |  | PI-TH-7151-BS-PB-QA
10050302 | AIR CURTAIN ACT1-2 |  | PI-TH-7151-BS-PB-QA
10050465 | LIGHTING PRODUCTION BUILDING QA LAB |  | PI-TH-7151-BS-PB-QA
10050598 | DISTRIBUTION PANEL 1-LP-6-3-2 |  | PI-TH-7151-BS-PB-QA
10050712 | AIR SHOWER AS2 |  | PI-TH-7151-BS-PB-QA
10050831 | AIR CONDITION AC1-9 |  | PI-TH-7151-BS-PB-QA
10050890 | FACILITY PRODUCTION BUILDING QA LAB |  | PI-TH-7151-BS-PB-QA
10052705 | EXHAUST FAN EF15 |  | PI-TH-7151-BS-PB-QA
10052706 | EXHAUST FAN EF16 |  | PI-TH-7151-BS-PB-QA
10052707 | EXHAUST FAN EF17 |  | PI-TH-7151-BS-PB-QA
10050174 | AIR DRYER AD7 |  | PI-TH-7151-BS-PS
10050180 | AIR HANDING UNIT AHU1 |  | PI-TH-7151-BS-PS
10050181 | AIR HANDING UNIT AHU2 |  | PI-TH-7151-BS-PS
10050182 | AIR HANDING UNIT AHU3 |  | PI-TH-7151-BS-PS
10050183 | AIR HANDING UNIT AHU4 |  | PI-TH-7151-BS-PS
10050184 | AIR HANDING UNIT AHU5 |  | PI-TH-7151-BS-PS
10050185 | AIR HANDING UNIT AHU6 |  | PI-TH-7151-BS-PS
10050186 | AIR HANDING UNIT AHU7 |  | PI-TH-7151-BS-PS
10050187 | AIR HANDING UNIT AHU8 |  | PI-TH-7151-BS-PS
10050188 | AIR HANDING UNIT AHU9 |  | PI-TH-7151-BS-PS
10050189 | AIR HANDING UNIT AHU10 |  | PI-TH-7151-BS-PS
10050191 | AIR HANDING UNIT AHU12 |  | PI-TH-7151-BS-PS
10050192 | AIR HANDING UNIT AHU13 |  | PI-TH-7151-BS-PS
10050193 | AIR HANDING UNIT AHU14 |  | PI-TH-7151-BS-PS
10050194 | AIR HANDING UNIT AHU15 |  | PI-TH-7151-BS-PS
10050195 | AIR HANDING UNIT AHU16 |  | PI-TH-7151-BS-PS
10050196 | AIR HANDING UNIT AHU17 |  | PI-TH-7151-BS-PS
10050203 | COOLING PUMP CP1 |  | PI-TH-7151-BS-PS
10050204 | COOLING PUMP CP2 |  | PI-TH-7151-BS-PS
10050219 | GAS DETECTOR GD4 |  | PI-TH-7151-BS-PS
10050220 | GAS DETECTOR GD5 |  | PI-TH-7151-BS-PS
10050221 | GAS DETECTOR GD6 |  | PI-TH-7151-BS-PS
10050224 | OIL PALM HEATER OPH3 |  | PI-TH-7151-BS-PS
10050225 | OIL PALM HEATER OPH4 |  | PI-TH-7151-BS-PS
10050235 | FIRE SUPPRESSANT |  | PI-TH-7151-BS-PS
10050236 | FIRE SUPPRESSANT FS1 |  | PI-TH-7151-BS-PS
10050237 | FIRE SUPPRESSANT FS2 |  | PI-TH-7151-BS-PS
10050238 | FIRE SUPPRESSANT FS3 |  | PI-TH-7151-BS-PS
10050239 | FIRE SUPPRESSANT FS4 |  | PI-TH-7151-BS-PS
10050240 | FIRE SUPPRESSANT FS5 |  | PI-TH-7151-BS-PS
10050248 | FRESH AIR FAN FF7 |  | PI-TH-7151-BS-PS
10050249 | DUST COLLECTOR DC1 |  | PI-TH-7151-BS-PS
10050250 | DUST COLLECTOR DC2 |  | PI-TH-7151-BS-PS
10050251 | DUST COLLECTOR DC3 |  | PI-TH-7151-BS-PS
10050252 | DUST COLLECTOR DC4 |  | PI-TH-7151-BS-PS
10050253 | DUST COLLECTOR DC5 |  | PI-TH-7151-BS-PS
10050254 | OIL COLLECTOR OC1 |  | PI-TH-7151-BS-PS
10050255 | CIRCULATE FAN CF1 |  | PI-TH-7151-BS-PS
10050256 | CIRCULATE FAN CF2 |  | PI-TH-7151-BS-PS
10050257 | CIRCULATE FAN CF3 |  | PI-TH-7151-BS-PS
10050258 | CIRCULATE FAN CF4 |  | PI-TH-7151-BS-PS
10050261 | AIR CONDITION |  | PI-TH-7151-BS-PS
10050262 | AIR CONDITION 1 |  | PI-TH-7151-BS-PS
10050263 | AIR CONDITION 2 |  | PI-TH-7151-BS-PS
10050264 | AIR CONDITION 3 |  | PI-TH-7151-BS-PS
10050265 | AIR CONDITION AC1-1 |  | PI-TH-7151-BS-PS
10050266 | AIR CONDITION AC1-2 |  | PI-TH-7151-BS-PS
10050267 | AIR CONDITION AC1-3 |  | PI-TH-7151-BS-PS
10050268 | AIR CONDITION AC1-4 |  | PI-TH-7151-BS-PS
10050269 | AIR CONDITION AC1-5 |  | PI-TH-7151-BS-PS
10050300 | AIR CURTAIN |  | PI-TH-7151-BS-PS
10050303 | AIR CURTAIN ACT1-3 |  | PI-TH-7151-BS-PS
10050304 | AIR CURTAIN ACT1-4 |  | PI-TH-7151-BS-PS
10050305 | AIR CURTAIN ACT1-5 |  | PI-TH-7151-BS-PS
10050306 | AIR CURTAIN ACT1-6 |  | PI-TH-7151-BS-PS
10050307 | AIR CURTAIN ACT1-7 |  | PI-TH-7151-BS-PS
10050308 | AIR CURTAIN ACT1-8 |  | PI-TH-7151-BS-PS
10050316 | SHUTTER DOOR |  | PI-TH-7151-BS-PS
10050317 | SHUTTER DOOR SD1-1 |  | PI-TH-7151-BS-PS
10050318 | SHUTTER DOOR SD1-2 |  | PI-TH-7151-BS-PS
10050319 | SHUTTER DOOR SD1-3 |  | PI-TH-7151-BS-PS
10050320 | SHUTTER DOOR SD1-4 |  | PI-TH-7151-BS-PS
10050321 | SHUTTER DOOR SD1-5 |  | PI-TH-7151-BS-PS
10050337 | FAST MOVING DOOR |  | PI-TH-7151-BS-PS
10050338 | FAST MOVING DOOR FD1-1 |  | PI-TH-7151-BS-PS
10050339 | FAST MOVING DOOR FD1-2 |  | PI-TH-7151-BS-PS
10050340 | FAST MOVING DOOR FD1-3 |  | PI-TH-7151-BS-PS
10050341 | FAST MOVING DOOR FD1-4 |  | PI-TH-7151-BS-PS
10050342 | FAST MOVING DOOR FD1-5 |  | PI-TH-7151-BS-PS
10050343 | FAST MOVING DOOR FD1-6 |  | PI-TH-7151-BS-PS
10050344 | FAST MOVING DOOR FD1-7 |  | PI-TH-7151-BS-PS
10050345 | FAST MOVING DOOR FD2-1 |  | PI-TH-7151-BS-PS
10050346 | FAST MOVING DOOR FD2-2 |  | PI-TH-7151-BS-PS
10050347 | AIR TANK AT8 |  | PI-TH-7151-BS-PS
10050348 | AIR TANK AT9 |  | PI-TH-7151-BS-PS
10050350 | AIR TANK AT11 |  | PI-TH-7151-BS-PS
10050351 | FORKLIFT GAS G1 |  | PI-TH-7151-BS-PS
10050354 | FORKLIFT GAS G4 |  | PI-TH-7151-BS-PS
10050360 | FORKLIFT GAS G10 |  | PI-TH-7151-BS-PS
10050368 | ELECTRIC FORKLIFT E13 |  | PI-TH-7151-BS-PS
10050372 | ELECTRIC FORKLIFT E17 |  | PI-TH-7151-BS-PS
10050373 | AIR GRILE PK4 |  | PI-TH-7151-BS-PS
10050374 | AIR GRILE PK5 |  | PI-TH-7151-BS-PS
10050375 | AIR GRILE SCHAAF |  | PI-TH-7151-BS-PS
10050376 | AIR GRILE RBS |  | PI-TH-7151-BS-PS
10050377 | AIR GRILE PK6 |  | PI-TH-7151-BS-PS
10050378 | AIR GRILE PELLET LINE |  | PI-TH-7151-BS-PS
10050394 | BUILDING |  | PI-TH-7151-BS-PS
10050395 | DISTRIBUTION PANEL |  | PI-TH-7151-BS-PS
10050398 | DISTRIBUTION PANEL 2-LP-1 |  | PI-TH-7151-BS-PS
10050399 | DISTRIBUTION PANEL 2-LP-2-1 |  | PI-TH-7151-BS-PS
10050400 | DISTRIBUTION PANEL 2-LP-2-2 |  | PI-TH-7151-BS-PS
10050401 | DISTRIBUTION PANEL 2-LP-2-3 |  | PI-TH-7151-BS-PS
10050402 | DISTRIBUTION PANEL 2-LP-2-3-1 |  | PI-TH-7151-BS-PS
10050403 | DISTRIBUTION PANEL 2-LP-2-3-2 |  | PI-TH-7151-BS-PS
10050404 | DISTRIBUTION PANEL 2-LP-3 |  | PI-TH-7151-BS-PS
10050405 | DISTRIBUTION PANEL 2-LP-4 |  | PI-TH-7151-BS-PS
10050407 | DISTRIBUTION PANEL 2-LP-6 |  | PI-TH-7151-BS-PS
10050408 | DISTRIBUTION PANEL 2-LP-7 |  | PI-TH-7151-BS-PS
10050409 | DISTRIBUTION PANEL 2-LP-7-1 |  | PI-TH-7151-BS-PS
10050411 | DISTRIBUTION PANEL 2-LP-9 |  | PI-TH-7151-BS-PS
10050412 | DISTRIBUTION PANEL 2-LP-9-1 |  | PI-TH-7151-BS-PS
10050413 | DISTRIBUTION PANEL 2-LP-9-2 |  | PI-TH-7151-BS-PS
10050414 | DISTRIBUTION PANEL 2-LP-9-3 |  | PI-TH-7151-BS-PS
10050415 | DISTRIBUTION PANEL 2-LP-9-4 |  | PI-TH-7151-BS-PS
10050418 | DISTRIBUTION PANEL 2-LP-10-1-2 |  | PI-TH-7151-BS-PS
10050419 | DISTRIBUTION PANEL 2-LP-10-3 |  | PI-TH-7151-BS-PS
10050420 | DISTRIBUTION PANEL 2-LP-11 |  | PI-TH-7151-BS-PS
10050421 | DISTRIBUTION PANEL 3-LP-2 |  | PI-TH-7151-BS-PS
10050430 | DISTRIBUTION PANEL 3-LP-4 |  | PI-TH-7151-BS-PS
10050432 | DISTRIBUTION PANEL 3-LP-5-1 |  | PI-TH-7151-BS-PS
10050434 | DISTRIBUTION PANEL 3-LP-7 |  | PI-TH-7151-BS-PS
10050435 | DISTRIBUTION PANEL 3-LP-8 |  | PI-TH-7151-BS-PS
10050436 | DISTRIBUTION PANEL 3-LP-9 |  | PI-TH-7151-BS-PS
10050437 | DISTRIBUTION PANEL 3-LP-9-1 |  | PI-TH-7151-BS-PS
10050438 | DISTRIBUTION PANEL 3-LP-9-2 |  | PI-TH-7151-BS-PS
10050439 | DISTRIBUTION PANEL 3-LP-9-3 |  | PI-TH-7151-BS-PS
10050440 | DISTRIBUTION PANEL 3-LP-9-4 |  | PI-TH-7151-BS-PS
10050441 | DISTRIBUTION PANEL 3-LP-9-5 |  | PI-TH-7151-BS-PS
10050442 | DISTRIBUTION PANEL 3-LP-9-6 |  | PI-TH-7151-BS-PS
10050443 | DISTRIBUTION PANEL 3-LP-10 |  | PI-TH-7151-BS-PS
10050444 | DISTRIBUTION PANEL 3-LP-12 |  | PI-TH-7151-BS-PS
10050492 | LIGHTING PACKING AREA ZONE PK5 |  | PI-TH-7151-BS-PS
10050493 | LIGHTING PACKING AREA ZONE PK6 |  | PI-TH-7151-BS-PS
10050494 | LIGHTING PACKING AREA STAX ZONE |  | PI-TH-7151-BS-PS
10050495 | LIGHTING PACKING AREA CASE ZONE |  | PI-TH-7151-BS-PS
10050496 | LIGHTING PACKING AREA PACKING HALL ZONE |  | PI-TH-7151-BS-PS
10050502 | FACILITY BUILDING 1 |  | PI-TH-7151-BS-PS
10050503 | FACILITY BUILDING 2 |  | PI-TH-7151-BS-PS
10050504 | FACILITY BUILDING 3 |  | PI-TH-7151-BS-PS
10050505 | CHEMICAL STORAGE |  | PI-TH-7151-BS-PS
10050540 | FACILITY FACTORY 1 STAX |  | PI-TH-7151-BS-PS
10050541 | FACILITY FACTORY 1 PC50MZ |  | PI-TH-7151-BS-PS
10050542 | FACILITY FACTORY 1 PC14 |  | PI-TH-7151-BS-PS
10050543 | FACILITY FACTORY 2 |  | PI-TH-7151-BS-PS
10050544 | FACILITY FACTORY 2 SCHAAF 1 |  | PI-TH-7151-BS-PS
10050545 | FACILITY FACTORY 2 RBS |  | PI-TH-7151-BS-PS
10050546 | FACILITY FACTORY 2 Pellet |  | PI-TH-7151-BS-PS
10050547 | FACILITY PACKING AREA |  | PI-TH-7151-BS-PS
10050548 | FACILITY PACKING AREA ZONE PK1 |  | PI-TH-7151-BS-PS
10050549 | FACILITY PACKING AREA ZONE PK2 |  | PI-TH-7151-BS-PS
10050550 | FACILITY PACKING AREA ZONE PK3 |  | PI-TH-7151-BS-PS
10050551 | FACILITY PACKING AREA ZONE PK4 |  | PI-TH-7151-BS-PS
10050552 | FACILITY PACKING AREA ZONE PK5 |  | PI-TH-7151-BS-PS
10050553 | FACILITY PACKING AREA ZONE PK6 |  | PI-TH-7151-BS-PS
10050554 | FACILITY PACKING AREA STAX ZONE |  | PI-TH-7151-BS-PS
10050555 | FACILITY PACKING AREA CASE ZONE |  | PI-TH-7151-BS-PS
10050556 | FACILITY PACKING AREA PACKING HALL ZONE |  | PI-TH-7151-BS-PS
10050565 | ELECTRIC FORKLIFT E21 |  | PI-TH-7151-BS-PS
10050567 | ELECTRIC FORKLIFT E23 |  | PI-TH-7151-BS-PS
10050572 | NORGREN FILTER |  | PI-TH-7151-BS-PS
10050573 | NORGREN FILTER NG1 |  | PI-TH-7151-BS-PS
10050574 | NORGREN FILTER NG2 |  | PI-TH-7151-BS-PS
10050575 | NORGREN FILTER NG3 |  | PI-TH-7151-BS-PS
10050576 | NORGREN FILTER NG4 |  | PI-TH-7151-BS-PS
10050577 | NORGREN FILTER NG5 |  | PI-TH-7151-BS-PS
10050578 | NORGREN FILTER NG6 |  | PI-TH-7151-BS-PS
10050579 | NORGREN FILTER NG7 |  | PI-TH-7151-BS-PS
10050580 | NORGREN FILTER NG8 |  | PI-TH-7151-BS-PS
10050581 | AIR GRILE |  | PI-TH-7151-BS-PS
10050582 | AIR GRILE NON PC |  | PI-TH-7151-BS-PS
10050583 | AIR GRILE STAX |  | PI-TH-7151-BS-PS
10050584 | AIR GRILE PC |  | PI-TH-7151-BS-PS
10050585 | AIR GRILE PK1 |  | PI-TH-7151-BS-PS
10050586 | AIR GRILE PK2 |  | PI-TH-7151-BS-PS
10050587 | AIR GRILE PK3 |  | PI-TH-7151-BS-PS
10050590 | DISTRIBUTION PANEL 1-LP-5 |  | PI-TH-7151-BS-PS
10050591 | DISTRIBUTION PANEL 1-LP-5-1 |  | PI-TH-7151-BS-PS
10050592 | DISTRIBUTION PANEL 1-LP-5-2 |  | PI-TH-7151-BS-PS
10050593 | DISTRIBUTION PANEL 1-LP-5-3 |  | PI-TH-7151-BS-PS
10050594 | DISTRIBUTION PANEL 1-LP-6 |  | PI-TH-7151-BS-PS
10050595 | DISTRIBUTION PANEL 1-LP-6-1 |  | PI-TH-7151-BS-PS
10050596 | DISTRIBUTION PANEL 1-LP-6-2 |  | PI-TH-7151-BS-PS
10050612 | DISTRIBUTION PANEL 2-LP-12-2 |  | PI-TH-7151-BS-PS
10050613 | DISTRIBUTION PANEL 2-LP-12-1-1 |  | PI-TH-7151-BS-PS
10050614 | DISTRIBUTION PANEL 2-LP-12-1-2 |  | PI-TH-7151-BS-PS
10050615 | DISTRIBUTION PANEL 2-LP-12-1-3 |  | PI-TH-7151-BS-PS
10050616 | DISTRIBUTION PANEL 2-LP-12-1-3-1 |  | PI-TH-7151-BS-PS
10050617 | DISTRIBUTION PANEL 2-LP-12-1-3-2 |  | PI-TH-7151-BS-PS
10050620 | DISTRIBUTION PANEL 2-LP-13 |  | PI-TH-7151-BS-PS
10050621 | DISTRIBUTION PANEL 2-LP-15 |  | PI-TH-7151-BS-PS
10050622 | DISTRIBUTION PANEL 2-LP-15-1 |  | PI-TH-7151-BS-PS
10050623 | DISTRIBUTION PANEL 2-LP-15-2 |  | PI-TH-7151-BS-PS
10050624 | DISTRIBUTION PANEL 2-LP-15-3 |  | PI-TH-7151-BS-PS
10050625 | DISTRIBUTION PANEL 2-LP-15-4 |  | PI-TH-7151-BS-PS
10050626 | DISTRIBUTION PANEL 2-LP-16 |  | PI-TH-7151-BS-PS
10050627 | DISTRIBUTION PANEL 2-LP-17 |  | PI-TH-7151-BS-PS
10050629 | DISTRIBUTION PANEL 2-LP-18 |  | PI-TH-7151-BS-PS
10050630 | DISTRIBUTION PANEL 2-LP-19 |  | PI-TH-7151-BS-PS
10050631 | DISTRIBUTION PANEL 2-LP-20 |  | PI-TH-7151-BS-PS
10050632 | DISTRIBUTION PANEL 2-LP-21 |  | PI-TH-7151-BS-PS
10050633 | DISTRIBUTION PANEL 3-LP-1 |  | PI-TH-7151-BS-PS
10050634 | DISTRIBUTION PANEL 3-LP-13 |  | PI-TH-7151-BS-PS
10050635 | DISTRIBUTION PANEL 3-LP-14 |  | PI-TH-7151-BS-PS
10050636 | DISTRIBUTION PANEL 3-LP-14-1 |  | PI-TH-7151-BS-PS
10050637 | DISTRIBUTION PANEL 3-LP-14-2 |  | PI-TH-7151-BS-PS
10050638 | DISTRIBUTION PANEL 3-LP-14-3 |  | PI-TH-7151-BS-PS
10050639 | DISTRIBUTION PANEL 3-LP-14-4 |  | PI-TH-7151-BS-PS
10050640 | DISTRIBUTION PANEL 3-LP-14-4-1 |  | PI-TH-7151-BS-PS
10050641 | DISTRIBUTION PANEL 3-LP-14-5 |  | PI-TH-7151-BS-PS
10050649 | DISTRIBUTION PANEL 4-LP-1-6 |  | PI-TH-7151-BS-PS
10050662 | RO drinking water unit |  | PI-TH-7151-BS-PS
10050663 | RO drinking canteen | 10050662
10050664 | RO drinking QC lab | 10050662
10050665 | RO drinking pellet | 10050662
10050666 | RO drinking Frypack | 10050662
10050667 | RO drinking PK1 | 10050662
10050668 | RO drinking PK5 | 10050662
10050669 | RO drinking PK6 | 10050662
10050670 | RO drinking PC | 10050662
10050671 | RO drinking FG/WH | 10050662
10050678 | AIR COMPRESSOR ACP7 |  | PI-TH-7151-BS-PS
10050705 | AIR HANDING UNIT AHU18 |  | PI-TH-7151-BS-PS
10050706 | AIR HANDING UNIT AHU19 |  | PI-TH-7151-BS-PS
10050707 | AIR HANDING UNIT AHU20 |  | PI-TH-7151-BS-PS
10050708 | AIR HANDING UNIT AHU21 |  | PI-TH-7151-BS-PS
10050709 | AIR HANDING UNIT AHU22 |  | PI-TH-7151-BS-PS
10050710 | AIR SHOWER |  | PI-TH-7151-BS-PS
10050711 | AIR SHOWER AS1 |  | PI-TH-7151-BS-PS
10050730 | GAS DETECTOR GD7 |  | PI-TH-7151-BS-PS
10050731 | GAS DETECTOR GD8 |  | PI-TH-7151-BS-PS
10050732 | GAS DETECTOR GD9 |  | PI-TH-7151-BS-PS
10050733 | GAS DETECTOR GD10 |  | PI-TH-7151-BS-PS
10050762 | LIGHTING FACTORY |  | PI-TH-7151-BS-PS
10050763 | LIGHTING FACTORY 1 |  | PI-TH-7151-BS-PS
10050764 | LIGHTING FACTORY 1 FCP |  | PI-TH-7151-BS-PS
10050765 | LIGHTING FACTORY 1 BCP |  | PI-TH-7151-BS-PS
10050766 | LIGHTING FACTORY 1 SCHAAF 2 |  | PI-TH-7151-BS-PS
10050767 | LIGHTING FACTORY 1 FRYPACK |  | PI-TH-7151-BS-PS
10050768 | LIGHTING FACTORY 1 STAX |  | PI-TH-7151-BS-PS
10050769 | LIGHTING FACTORY 1 PC50MZ |  | PI-TH-7151-BS-PS
10050770 | LIGHTING FACTORY 1 PC14 |  | PI-TH-7151-BS-PS
10050771 | LIGHTING FACTORY 2 |  | PI-TH-7151-BS-PS
10050772 | LIGHTING FACTORY 2 SCHAAF 1 |  | PI-TH-7151-BS-PS
10050773 | LIGHTING FACTORY 2 RBS |  | PI-TH-7151-BS-PS
10050774 | LIGHTING FACTORY 2 Pellet |  | PI-TH-7151-BS-PS
10050775 | LIGHTING PACKING AREA |  | PI-TH-7151-BS-PS
10050776 | LIGHTING PACKING AREA ZONE PK1 |  | PI-TH-7151-BS-PS
10050777 | LIGHTING PACKING AREA ZONE PK2 |  | PI-TH-7151-BS-PS
10050778 | LIGHTING PACKING AREA ZONE PK3 |  | PI-TH-7151-BS-PS
10050779 | LIGHTING PACKING AREA ZONE PK4 |  | PI-TH-7151-BS-PS
10050783 | EVAPORATOR FAN EV5 |  | PI-TH-7151-BS-PS
10050784 | EVAPORATOR FAN EV6 |  | PI-TH-7151-BS-PS
10050785 | EVAPORATOR PUMP EVP5 |  | PI-TH-7151-BS-PS
10050786 | EVAPORATOR PUMP EVP6 |  | PI-TH-7151-BS-PS
10050787 | EXHAUST FAN EF1 |  | PI-TH-7151-BS-PS
10050788 | EXHAUST FAN EF2 |  | PI-TH-7151-BS-PS
10050789 | EXHAUST FAN EF3 |  | PI-TH-7151-BS-PS
10050790 | EXHAUST FAN EF4 |  | PI-TH-7151-BS-PS
10050791 | EXHAUST FAN EF5 |  | PI-TH-7151-BS-PS
10050792 | EXHAUST FAN EF6 |  | PI-TH-7151-BS-PS
10050793 | EXHAUST FAN EF7 |  | PI-TH-7151-BS-PS
10050797 | EXHAUST FAN EF11 |  | PI-TH-7151-BS-PS
10050798 | EXHAUST FAN EF12 |  | PI-TH-7151-BS-PS
10050799 | EXHAUST FAN EF13 |  | PI-TH-7151-BS-PS
10050801 | FRESH AIR FAN FF1 |  | PI-TH-7151-BS-PS
10050802 | FRESH AIR FAN FF2 |  | PI-TH-7151-BS-PS
10050803 | FRESH AIR FAN FF3 |  | PI-TH-7151-BS-PS
10050804 | FRESH AIR FAN FF4 |  | PI-TH-7151-BS-PS
10050805 | FRESH AIR FAN FF5 |  | PI-TH-7151-BS-PS
10050836 | AIR CONDITION AC1-14 |  | PI-TH-7151-BS-PS
10050837 | AIR CONDITION AC1-15 |  | PI-TH-7151-BS-PS
10050838 | AIR CONDITION AC2-1 |  | PI-TH-7151-BS-PS
10050839 | AIR CONDITION AC2-2 |  | PI-TH-7151-BS-PS
10050840 | AIR CONDITION AC2-3 |  | PI-TH-7151-BS-PS
10050841 | AIR CONDITION AC2-4 |  | PI-TH-7151-BS-PS
10050842 | AIR CONDITION AC2-5 |  | PI-TH-7151-BS-PS
10050845 | AIR CONDITION AC2-8 |  | PI-TH-7151-BS-PS
10050846 | AIR CONDITION AC2-9 |  | PI-TH-7151-BS-PS
10051046 | SHUTTER DOOR SD1-6 |  | PI-TH-7151-BS-PS
10051047 | SHUTTER DOOR SD1-7 |  | PI-TH-7151-BS-PS
10051048 | SHUTTER DOOR SD1-8 |  | PI-TH-7151-BS-PS
10051049 | SHUTTER DOOR SD1-9 |  | PI-TH-7151-BS-PS
10051050 | SHUTTER DOOR SD1-10 |  | PI-TH-7151-BS-PS
10051051 | SHUTTER DOOR SD2-1 |  | PI-TH-7151-BS-PS
10051052 | SHUTTER DOOR SD2-2 |  | PI-TH-7151-BS-PS
10051053 | SHUTTER DOOR SD2-3 |  | PI-TH-7151-BS-PS
10051054 | SHUTTER DOOR SD2-4 |  | PI-TH-7151-BS-PS
10051055 | SHUTTER DOOR SD2-5 |  | PI-TH-7151-BS-PS
10051057 | SHUTTER DOOR SD2-7 |  | PI-TH-7151-BS-PS
10051058 | SHUTTER DOOR SD2-8 |  | PI-TH-7151-BS-PS
10051059 | SHUTTER DOOR SD2-9 |  | PI-TH-7151-BS-PS
10051060 | SHUTTER DOOR SD2-10 |  | PI-TH-7151-BS-PS
10051061 | SHUTTER DOOR SD2-11 |  | PI-TH-7151-BS-PS
10051161 | FACILITY FACTORY |  | PI-TH-7151-BS-PS
10051162 | FACILITY FACTORY 1 |  | PI-TH-7151-BS-PS
10051163 | FACILITY FACTORY 1 FCP |  | PI-TH-7151-BS-PS
10051164 | FACILITY FACTORY 1 BCP |  | PI-TH-7151-BS-PS
10051165 | FACILITY FACTORY 1 SCHAAF 2 |  | PI-TH-7151-BS-PS
10051166 | FACILITY FACTORY 1 FRYPACK |  | PI-TH-7151-BS-PS
10051348 | FAST MOVING DOOR FD2-3 |  | PI-TH-7151-BS-PS
10051349 | FAST MOVING DOOR FD2-4 |  | PI-TH-7151-BS-PS
10051350 | FAST MOVING DOOR FD2-5 |  | PI-TH-7151-BS-PS
10052093 | EXHAUST FAN EF15 |  | PI-TH-7151-BS-PS
10052094 | EXHAUST FAN EF16 |  | PI-TH-7151-BS-PS
10052095 | EXHAUST FAN EF17 |  | PI-TH-7151-BS-PS
10052702 | ELECTRIC FORKLIFT E28 |  | PI-TH-7151-BS-PS
10052712 | EXHAUST FAN EF22 |  | PI-TH-7151-BS-PS
10052713 | EXHAUST FAN EF23 |  | PI-TH-7151-BS-PS
10050247 | FRESH AIR FAN FF6 |  | PI-TH-7151-BS-RB
10050331 | SHUTTER DOOR SD7-1 |  | PI-TH-7151-BS-RB
10050422 | DISTRIBUTION PANEL 3-LP-3 |  | PI-TH-7151-BS-RB
10050423 | DISTRIBUTION PANEL 3-LP-3-1 |  | PI-TH-7151-BS-RB
10050424 | DISTRIBUTION PANEL 3-LP-3-2 |  | PI-TH-7151-BS-RB
10050425 | DISTRIBUTION PANEL 3-LP-3-3 |  | PI-TH-7151-BS-RB
10050426 | DISTRIBUTION PANEL 3-LP-3-4 |  | PI-TH-7151-BS-RB
10050427 | DISTRIBUTION PANEL 3-LP-3-5 |  | PI-TH-7151-BS-RB
10050428 | DISTRIBUTION PANEL 3-LP-3-6 |  | PI-TH-7151-BS-RB
10050429 | DISTRIBUTION PANEL 3-LP-3-7 |  | PI-TH-7151-BS-RB
10050480 | LIGHTING R&D BUILDING |  | PI-TH-7151-BS-RB
10050734 | GAS DETECTOR GD11 |  | PI-TH-7151-BS-RB
10050948 | AIR CONDITION AC7-1 |  | PI-TH-7151-BS-RB
10050949 | AIR CONDITION AC7-2 |  | PI-TH-7151-BS-RB
10050950 | AIR CONDITION AC7-3 |  | PI-TH-7151-BS-RB
10051143 | FACILITY R&D BUILDING |  | PI-TH-7151-BS-RB
10050472 | LIGHTING SPC & MAN POWER OFFICE |  | PI-TH-7151-BS-SM
10050532 | FACILITY SPC & MAN POWER OFFICE |  | PI-TH-7151-BS-SM
10050126 | Tank farm oil skimmer-1 |  | PI-TH-7151-BS-TK
10050127 | Tank farm sump pump-1 | 10050126
10050128 | Tank farm sump pump-2 | 10050126
10050129 | Tank farm surface oil skimmer-1 | 10050126
10050130 | Tank farm oil skimmer pump-1 | 10050126
10050131 | Tank farm oil skimmer pump-2 | 10050126
10050523 | FACILITY TANK FARM |  | PI-TH-7151-BS-TK
10050700 | LIGHTING TANK FARM |  | PI-TH-7151-BS-TK
10050222 | OIL PALM HEATER OPH1 |  | PI-TH-7151-BS-TK-CO
10050223 | OIL PALM HEATER OPH2 |  | PI-TH-7151-BS-TK-CO
10050226 | OIL PALM PUMP OPP1 |  | PI-TH-7151-BS-TK-CO
10050227 | OIL PALM PUMP OPP2 |  | PI-TH-7151-BS-TK-CO
10050228 | OIL PALM PUMP OPP3 |  | PI-TH-7151-BS-TK-CO
10050229 | OIL PALM PUMP OPP4 |  | PI-TH-7151-BS-TK-CO
10050230 | OIL PALM PUMP OPP5 |  | PI-TH-7151-BS-TK-CO
10050524 | FACILITY TANK FARM COOKING OIL |  | PI-TH-7151-BS-TK-CO
10050607 | DISTRIBUTION PANEL 1-LP-10-1 |  | PI-TH-7151-BS-TK-CO
10050701 | LIGHTING TANK FARM COOKING OIL |  | PI-TH-7151-BS-TK-CO
10050755 | OIL PALM |  | PI-TH-7151-BS-TK-CO
10050525 | FACILITY TANK FARM FUEL |  | PI-TH-7151-BS-TK-FU
10050606 | DISTRIBUTION PANEL 1-LP-10 |  | PI-TH-7151-BS-TK-FU
10050702 | LIGHTING TANK FARM FUEL |  | PI-TH-7151-BS-TK-FU
10050526 | FACILITY TANK FARM NITROGEN |  | PI-TH-7151-BS-TK-NT
10050703 | LIGHTING TANK FARM NITROGEN |  | PI-TH-7151-BS-TK-NT
10050751 | NITROGEN TANK |  | PI-TH-7151-BS-TK-NT
10050752 | NITROGEN TANK NT1 |  | PI-TH-7151-BS-TK-NT
10050753 | NITROGEN WATER PUMP NP1 |  | PI-TH-7151-BS-TK-NT
10050754 | NITROGEN WATER PUMP NP2 |  | PI-TH-7151-BS-TK-NT
10050761 | LIGHTING WASTE AREA |  | PI-TH-7151-BS-WA
10051160 | FACILITY WASTE AREA |  | PI-TH-7151-BS-WA
10051255 | Waste area sump pump-1 |  | PI-TH-7151-BS-WA
10050298 | AIR CONDITION AC8-4 |  | PI-TH-7151-BS-WT
10050299 | AIR CONDITION AC8-5 |  | PI-TH-7151-BS-WT
10050488 | LIGHTING WWTP AREA |  | PI-TH-7151-BS-WT
10050650 | DISTRIBUTION PANEL 4-LP-1-7 |  | PI-TH-7151-BS-WT
10050651 | DISTRIBUTION PANEL 4-LP-5 |  | PI-TH-7151-BS-WT
10050652 | DISTRIBUTION PANEL 4-LP-8 |  | PI-TH-7151-BS-WT
10050653 | DISTRIBUTION PANEL 4-LP-8-1 |  | PI-TH-7151-BS-WT
10050654 | DISTRIBUTION PANEL 4-LP-9 |  | PI-TH-7151-BS-WT
10050655 | DISTRIBUTION PANEL 4-LP-10 |  | PI-TH-7151-BS-WT
10050656 | DISTRIBUTION PANEL 4-LP-10-1 |  | PI-TH-7151-BS-WT
10050657 | DISTRIBUTION PANEL 4-LP-10-2 |  | PI-TH-7151-BS-WT
10050951 | AIR CONDITION AC8-1 |  | PI-TH-7151-BS-WT
10050952 | AIR CONDITION AC8-2 |  | PI-TH-7151-BS-WT
10051151 | FACILITY WWTP AREA |  | PI-TH-7151-BS-WT
10050069 | Effluent chlorine pump-1 |  | PI-TH-7151-BS-WT-FI
10050070 | Finishing Pond |  | PI-TH-7151-BS-WT-FI
10050071 | Finishing Pond effluent pump-1 | 10050070
10050072 | Finishing Pond effluent pump-2 | 10050070
10050073 | Finishing Pond Jet aetator-1 | 10050070
10050074 | Finishing Pond Jet aetator-2 | 10050070
10050075 | Finishing Pond Jet aetator-3 | 10050070
10050076 | Finishing Pond Jet aetator-4 | 10050070
10050756 | LIGHTING WWTP AREA FINISHING POND |  | PI-TH-7151-BS-WT-FI
10051155 | FACILITY WWTP AREA FINISHING POND |  | PI-TH-7151-BS-WT-FI
10050117 | ASD elec control cabinet |  | PI-TH-7151-BS-WT-SD
10050118 | ASD elec control-1 | 10050117
10050119 | ASD elec control-2 | 10050118
10050231 | GENERATOR 2 |  | PI-TH-7151-BS-WT-SD
10050757 | LIGHTING WWTP AREA BIO GAS |  | PI-TH-7151-BS-WT-SD
10051115 | Anaerobic sludge digester |  | PI-TH-7151-BS-WT-SD
10050103 | ASD circulation pump-3 | 10051115
10050104 | ASD excess sludge-1 | 10051115
10050105 | ASD excess sludge-2 | 10051115
10050106 | ASD Seeding pump-1 | 10051115
10050107 | ASD Seeding pump-2 | 10051115
10050108 | ASD NaOH feed pump-1 | 10051115
10050109 | ASD NaOH sensor-1 | 10051115
10050110 | ASD Double membrane-1 | 10051115
10050111 | ASD Double membrane Air fan-1 | 10051115
10050112 | ASD Double membrane level sensor-1 | 10051115
10051116 | ASD circulation pump-1 | 10051115
10051117 | ASD circulation pump-2 | 10051115
10053316 | ASD biogas sensor-1 | 10051115
10051156 | FACILITY WWTP AREA BIO GAS |  | PI-TH-7151-BS-WT-SD
10050489 | LIGHTING WWTP AREA STARCH RECOVERY |  | PI-TH-7151-BS-WT-SR
10051100 | Starch decanter-1 |  | PI-TH-7151-BS-WT-SR
10051101 | Starch decanter feed pump-1 | 10051100
10051102 | Starch decanter machine-1 | 10051100
10051103 | Starch decanter Hydraulic pump-1 | 10051100
10051104 | Starch decanter crane-1 | 10051100
10051105 | Starch decanter foam vacuum-01 | 10051100
10051106 | Starch decanter elec control-1 |  | PI-TH-7151-BS-WT-SR
10051107 | Starch Hydrocyclone-1 |  | PI-TH-7151-BS-WT-SR
10051108 | Hydrocyclone rotary screen-1 | 10051107
10051109 | Hydroclone feed pump-1 | 10051107
10051110 | Hydrocyclone Vacuum pump-1 | 10051107
10051111 | Hydrocyclone Filtrate pump-1 | 10051107
10051112 | Hydrocyclone drum Agitator-1 | 10051107
10051113 | Hydrocyclone Vacuum drum-1 | 10051107
10051114 | Starch Hydrocyclon elec control-1 |  | PI-TH-7151-BS-WT-SR
10051152 | FACILITY WWTP AREA STARCH RECOVERY |  | PI-TH-7151-BS-WT-SR
10054048 | Starch reuse water |  | PI-TH-7151-BS-WT-SR
10050132 | Sanitary WWTP |  | PI-TH-7151-BS-WT-SW
10050133 | Sanitary EQ pump-1 | 10050132
10050134 | Sanitary EQ pump-2 | 10050132
10050135 | Sanitary Air Blower-1 | 10050132
10050136 | Sanitary Air Blower-2 | 10050132
10050137 | Sanitary Aeration pump-1 | 10050132
10050138 | Sanitary Aeration pump-2 | 10050132
10050139 | Sanitary Excess sludge pump-1 | 10050132
10050140 | Sanitary Sand filter pump-1 | 10050132
10050141 | Sanitary sedimentation scrapper-1 | 10050132
10050142 | Sanitary WWTP elec control |  | PI-TH-7151-BS-WT-SW
10050143 | Sanitary WWTP elec control-01 | 10050142
10050144 | Sanitary WWTP elec control-02 | 10050142
10050760 | LIGHTING SANITARY WASTE WATER TRESTMENT |  | PI-TH-7151-BS-WT-SW
10051159 | FACILITY SANITARY WASTE WATER TRESTMENT |  | PI-TH-7151-BS-WT-SW
10056884 | Toilet flushing reuse water plant |  | PI-TH-7151-BS-WT-SW
10057001 | Toilet flushing service pump-1 | 10056884
10057002 | Toilet flushing service pump-2 | 10056884
10057003 | Toilet flushing backwash pump-1 | 10056884
10057004 | Toilet flushing booster pump-1 | 10056884
10057005 | Toilet flushing booster pump-2 | 10056884
10057006 | Toilet flushing chlorine pump-1 | 10056884
10057007 | Toilet flushing sand filter-1 | 10056884
10057008 | Toilet flushing carbon filter-1 | 10056884
10057009 | Toilet flushing air compressure-1 | 10056884
10057010 | Toilet flushing elec control-1 | 10056884
10057011 | Toilet flushing elec control-2 | 10056884
10050158 | UF/UV recycle water plant |  | PI-TH-7151-BS-WT-UF
10050159 | UF raw water pump 1 | 10050158
10050160 | UF raw water pump 2 | 10050158
10050161 | UF circulaiton pump 1 | 10050158
10050162 | UF circulaiton pump 2 | 10050158
10050163 | UF CIP pump | 10050158
10050164 | UF product pump 1 | 10050158
10050165 | UF product pump 2 | 10050158
10050166 | UF back wash pump | 10050158
10050167 | UF ww pump 1 | 10050158
10050168 | UF ww pump 2 | 10050158
10050169 | UF chlorine pump -1 |  | PI-TH-7151-BS-WT-UF
10050170 | UF air compressor-1 |  | PI-TH-7151-BS-WT-UF
10050171 | UF pre screen-1 |  | PI-TH-7151-BS-WT-UF
10050658 | UF UV disinfection-1 |  | PI-TH-7151-BS-WT-UF
10050659 | UF membrane |  | PI-TH-7151-BS-WT-UF
10050660 | UF carbon filter-1 |  | PI-TH-7151-BS-WT-UF
10050661 | UF electric control-1 |  | PI-TH-7151-BS-WT-UF
10050759 | LIGHTING RECYCLE WATER ULTRA FILTRATION |  | PI-TH-7151-BS-WT-UF
10051158 | FACILITY RECYCLE WATER ULTRA FILTRATION |  | PI-TH-7151-BS-WT-UF
10062068 | UF sand filter |  | PI-TH-7151-BS-WT-UF
10050041 | Influent WWT sump-A |  | PI-TH-7151-BS-WT-WS
10050042 | Inf WWT sump-A pump-1 | 10050041
10050043 | Inf WWT sump-A pump-2 | 10050041
10050044 | Inf WWT sump-A hoist-1 | 10050041
10050045 | Inf WWT sump-A hoist-2 | 10050041
10050046 | Inf WWT sump-A ventilation fan-1 | 10050041
10054242 | Inf WWT sump-A pump-5 | 10050041
10050047 | Influent WWT sump-B |  | PI-TH-7151-BS-WT-WS
10050048 | Inf WWT sump-B pump-3 | 10050047
10050049 | Inf WWT sump-B pump-4 | 10050047
10050050 | Inf WWT sump-B hoist-3 | 10050047
10050051 | Inf WWT sump-B hoist-4 | 10050047
10050052 | Inf WWT sump-B level sensor-1 | 10050047
10050758 | LIGHTING WWTP AREA WASTE WATER SUMP |  | PI-TH-7151-BS-WT-WS
10051012 | Inf WWT sump elec control cabinet |  | PI-TH-7151-BS-WT-WS
10051013 | Inf WWT sump-A elec control cabinet-1 | 10051012
10051014 | Inf WWT sump-B elec control cabinet-1 | 10051012
10051157 | FACILITY WWTP AREA WASTE WATER SUMP |  | PI-TH-7151-BS-WT-WS
10051572 | Factory Water supply Booster Pump |  | PI-TH-7151-BS-WT-WS
10051573 | Factory Water supply Booster Pump-1 | 10051572
10051574 | Factory Water supply Booster Pump-2 | 10051572
10051575 | Factory Water supply Booster Pump-3 | 10051572
10050145 | Deep well pump |  | PI-TH-7151-BS-WT-WT
10050146 | Deep well pump-1 | 10050145
10050147 | Deep well pump-2 | 10050145
10050148 | Deep well pump-3 | 10050145
10051557 | Deep well pump-4 | 10050145
10050149 | WT Sand filter tank-1 |  | PI-TH-7151-BS-WT-WT
10050150 | WT Sand filter tank-2 |  | PI-TH-7151-BS-WT-WT
10050151 | WT under ground tank-1 |  | PI-TH-7151-BS-WT-WT
10050152 | WT Elevated tank-1 |  | PI-TH-7151-BS-WT-WT
10050153 | WT Water treatment elec control |  | PI-TH-7151-BS-WT-WT
10050154 | WT PC line Booster elec control-1 | 10050153
10050155 | WT Factory Booster elec control-1 | 10050153
10050156 | WT Canteen Booster elec control-1 | 10050153
10050157 | WT Water treatment elec control-01 | 10050153
10050490 | LIGHTING WWTP AREA WATER TREATMENT |  | PI-TH-7151-BS-WT-WT
10051153 | FACILITY WWTP AREA WATER TREATMENT |  | PI-TH-7151-BS-WT-WT
10051558 | WT Water supply pump |  | PI-TH-7151-BS-WT-WT
10051559 | Water supply pump-1 | 10051558
10051560 | Water supply pump-2 | 10051558
10051561 | Water supply pump-3 | 10051558
10051562 | Bachwash pump-1 | 10051558
10051563 | WT chlorine pump |  | PI-TH-7151-BS-WT-WT
10051564 | WT Chlorine pump-1 | 10051563
10051565 | WT Chlorine pump-2 | 10051563
10051566 | WT Chlorine sensor-1 | 10051563
10051567 | WT Chlorine sensor-2 | 10051563
10051568 | PC line water supply booster pump |  | PI-TH-7151-BS-WT-WT
10051569 | PC line Water supply Booster Pump-1 | 10051568
10051570 | PC line Water supply Booster Pump-2 | 10051568
10051571 | PC line Water supply Booster Pump-3 | 10051568
10050038 | Dewatering wet scrubber |  | PI-TH-7151-BS-WT-WW
10050039 | Dewatering wet scrubber fan-1 | 10050038
10050040 | Dewatering wet scrubber pump-1 | 10050038
10050053 | WWT static screen |  | PI-TH-7151-BS-WT-WW
10050054 | WWT static screen-1 | 10050053
10050055 | WWT static screen-2 | 10050053
10050056 | WWT Primary clarifier |  | PI-TH-7151-BS-WT-WW
10050057 | WWT Primary clarifier scraper | 10050056
10050953 | WWT Primary clarifier screw pump | 10050056
10050058 | WWT secondary clarifier |  | PI-TH-7151-BS-WT-WW
10050059 | Secondary return pump-1 | 10050058
10050060 | Secondary return pump-2 | 10050058
10050061 | Secondary return pump-3 | 10050058
10050062 | Secondary return pump-4 | 10050058
10050063 | Secondary scraper-1 | 10050058
10050064 | Secondary scraper-2 | 10050058
10072977 | Secondary reuse pump-1 | 10050058
10072978 | Secondary reuse pump-2 | 10050058
10050065 | Secondary effluent sump |  | PI-TH-7151-BS-WT-WW
10050066 | Secondary effluent pump-1
10050067 | Secondary effluent pump-2
10050068 | Garden reuse pump |  | PI-TH-7151-BS-WT-WW
10072959 | Garden booster pump-1 | 10050068
10072960 | Garden booster pump-2 | 10050068
10072961 | Garden booster pump-3 | 10050068
10072962 | Garden chlorine pump-1 | 10050068
10050077 | BOD online |  | PI-TH-7151-BS-WT-WW
10050078 | BOD online suction pump-1 | 10050077
10050079 | BOD online suction pump-2 | 10050077
10050999 | BOD online control cabinet-1 | 10050077
10050087 | WWT DAF Chemical |  | PI-TH-7151-BS-WT-WW
10050088 | NaOH agitator-01 | 10050087
10050089 | DAF Polymer agitator-1 | 10050087
10050090 | DAF PAC agitator-1 | 10050087
10050091 | DAF PAC agitator-2 | 10050087
10050092 | DAF NaOH agitator-1 | 10050087
10050093 | DAF Polymer transfer pump-1 | 10050087
10050094 | DAF PAC transfer pump-1 | 10050087
10050095 | DAF PAC feed pump-1 | 10050087
10050096 | DAF PAC feed pump-2 | 10050087
10050097 | DAF NaOH feed pump-1 | 10050087
10050098 | DAF Polymer feed pump-1 | 10050087
10050099 | DAF Polymer feed pump-2 | 10050087
10050100 | DAF Polymer preparation screw-1 | 10050087
10050101 | WWT DAF electric control cabinet |  | PI-TH-7151-BS-WT-WW
10050102 | DAF elec control cabinet-1 | 10050101
10051096 | DAF elec control cabinet-2 | 10050101
10051097 | DAF elec control cabinet-3 | 10050101
10050113 | ASD Gas flare-1 |  | PI-TH-7151-BS-WT-WW
10050114 | ASD Gas flare blower-1 | 10050113
10050115 | ASD Gas flare elec control-1 | 10050113
10050116 | ASD Gas flare elec control-2 | 10050113
10050120 | Sludge dumper-1 |  | PI-TH-7151-BS-WT-WW
10050121 | Sludge decanter-1 |  | PI-TH-7151-BS-WT-WW
10050122 | Sludge decanter feed pump-1 | 10050121
10050123 | Sludge decanter machine-1 | 10050121
10050124 | Sludge decanter converyor-1 | 10050121
10050125 | Sludge decanter crane-1 | 10050121
10051244 | Sludge decanter elec control-1 | 10050121
10050175 | AIR DRYER AD8 |  | PI-TH-7151-BS-WT-WW
10050333 | SHUTTER DOOR SD8-2 |  | PI-TH-7151-BS-WT-WW
10050334 | SHUTTER DOOR SD8-3 |  | PI-TH-7151-BS-WT-WW
10050335 | SHUTTER DOOR SD8-4 |  | PI-TH-7151-BS-WT-WW
10050336 | SHUTTER DOOR SD8-5 |  | PI-TH-7151-BS-WT-WW
10050349 | AIR TANK AT10 |  | PI-TH-7151-BS-WT-WW
10050355 | FORKLIFT GAS G5 |  | PI-TH-7151-BS-WT-WW
10050357 | FORKLIFT GAS G7 |  | PI-TH-7151-BS-WT-WW
10050491 | LIGHTING WWTP AREA WASTE WATER TREATMENT |  | PI-TH-7151-BS-WT-WW
10050566 | ELECTRIC FORKLIFT E22 |  | PI-TH-7151-BS-WT-WW
10050679 | AIR COMPRESSOR ACP8 |  | PI-TH-7151-BS-WT-WW
10050921 | WWT equalization tank |  | PI-TH-7151-BS-WT-WW
10050922 | WWT EQ membrane blower-1 | 10050921
10050923 | WWT EQ effluent pump-1 | 10050921
10050924 | WWT EQ effluent pump-2 | 10050921
10050925 | WWT EQ circulation pump -1 | 10050921
10050926 | WWT EQ circulation pump -2 | 10050921
10050927 | WWT EQ wet scrubber |  | PI-TH-7151-BS-WT-WW
10050036 | WWT EQ scrubber blower-1 | 10050927
10050037 | WWT EQ scrubber pump-1 | 10050927
10050954 | Trickling filter |  | PI-TH-7151-BS-WT-WW
10050955 | Trickling distributor pump-1 | 10050954
10050956 | Trickling distributor pump-2 | 10050954
10050957 | Trickling effluent pump-1 | 10050954
10050958 | Trickling effluent pump-2 | 10050954
10050959 | Trickling filter distributor | 10050954
10050960 | Trickling filter hoist-1 | 10050954
10050961 | Trickling filter hoist-2 | 10050954
10050962 | Trickling ventilation fan-1 | 10050954
10072956 | Trickling filter hoist-3 | 10050954
10072957 | Trickling filter hoist-4 | 10050954
10050963 | WWT intermediate clarifier |  | PI-TH-7151-BS-WT-WW
10050964 | WWT intermediate clarifier scraper | 10050963
10050965 | WWT intermediate clarifier screw pump | 10050963
10050966 | WWT aeration tank |  | PI-TH-7151-BS-WT-WW
10050967 | 10050967 | 10050966
10050968 | 10050968 | 10050966
10050969 | 10050969 | 10050966
10050970 | 10050970 | 10050966
10050971 | 10050971 | 10050966
10050972 | 10050972 | 10050966
10050973 | 10050973 | 10050966
10050974 | 10050974 | 10050966
10051005 | WWT area electric control cabinet |  | PI-TH-7151-BS-WT-WW
10051006 | WWT EQ elec control cabinet-1 | 10051005
10051007 | WWT EQ scrubber elec control cabinet-1 | 10051005
10051008 | Dewater scrubber elec control cabinet-1 | 10051005
10051009 | Trickling fan elec control cabinet-1 | 10051005
10051010 | WWT secondary elec control cabinet-1 | 10051005
10051011 | Reuse WW elec control cabinet-1 | 10051005
10051015 | WWT DAF Flotation |  | PI-TH-7151-BS-WT-WW
10050080 | DAF Saturate pump-1 | 10051015
10050081 | DAF Saturate pump-2 | 10051015
10050082 | DAF Flotation skimmer-1 | 10051015
10050083 | DAF screw pump-1 | 10051015
10050084 | DAF screw pump-2 | 10051015
10050085 | DAF pH sensor-1 | 10051015
10050086 | DAF Turbidity sensor-1 | 10051015
10051016 | DAF feed pump-1 | 10051015
10051017 | DAF feed pump-2 | 10051015
10051018 | DAF Slow mix agitator-1 | 10051015
10051019 | DAF Saturate air com-1 | 10051015
10051020 | DAF Saturate air com-2 | 10051015
10051154 | FACILITY WWTP AREA WASTE WATER TREATMENT |  | PI-TH-7151-BS-WT-WW
10051245 | Sludge decanter-2 |  | PI-TH-7151-BS-WT-WW
10051246 | Sludge decanter feed pump-2 | 10051245
10051247 | Sludge decanter machine-2 | 10051245
10051248 | Sludge decanter converyor-2 | 10051245
10051249 | Sludge decanter crane-2 | 10051245
10051250 | Sludge decanter elec control-2 | 10051245
10051251 | WW drainage sump pump-1 |  | PI-TH-7151-BS-WT-WW
10051252 | Colleciton sump pump-1 |  | PI-TH-7151-BS-WT-WW
10051253 | Sand filter sump pump-1 |  | PI-TH-7151-BS-WT-WW
10051254 | Static screen sump pump-1 |  | PI-TH-7151-BS-WT-WW
10053098 | Sand soil removal |  | PI-TH-7151-BS-WT-WW
10056608 | Factory wastewater sump |  | PI-TH-7151-BS-WT-WW
10059672 | Screw press-1 |  | PI-TH-7151-BS-WT-WW
10067259 | WW toilet sump pump-1 |  | PI-TH-7151-BS-WT-WW
10067279 | DO meter portable -1 |  | PI-TH-7151-BS-WT-WW
10067819 | SBR system |  | PI-TH-7151-BS-WT-WW
10068210 | SBR circulation pump-1 | 10067819
10068211 | SBR circulation pump-2 | 10067819
10068212 | SBR circulation pump-3 | 10067819
10068213 | SBR drain pump-1 | 10067819
10068214 | SBR drain pump-2 | 10067819
10068215 | SBR drain pump-3 | 10067819
10068216 | SBR excess sludge pump-1 | 10067819
10068217 | SBR excess sludge pump-2 | 10067819
10068218 | SBR excess sludge pump-3 | 10067819
10068219 | SBR aircompressor-1 | 10067819
10068220 | SBR sugar pump-1 | 10067819
10068221 | SBR sugar pump-2 | 10067819
10068222 | SBR sugar pump-3 | 10067819
10068223 | SBR PAC pump-1 | 10067819
10068224 | SBR sugar agitor-1 | 10067819
10068225 | SBR PAC agitor-2 | 10067819
10068160 | WWT High pressure pump-1 |  | PI-TH-7151-BS-WT-WW
10068209 | DAF polymer crane |  | PI-TH-7151-BS-WT-WW
10068542 | Sludge decanter polymer-1 |  | PI-TH-7151-BS-WT-WW
10068543 | Sludge decanter Polymer agitator-1 | 10068542
10068544 | Sludge decanter Polymer agitator-2 | 10068542
10068545 |  | 10068542
10068546 | Sludge decanter Polymer feed pump-1 | 10068542
10068547 | Sludge decanter Polymer feed pump-2 | 10068542
10068548 | Sludge decanter Polymer preparation-1 | 10068542
10068671 | Second reuse water booster pump |  | PI-TH-7151-BS-WT-WW
10068672 | Second reuse booster pump-1 | 10068671
10068673 | Second reuse booster pump-2 | 10068671
10068674 | Second reuse booster elec control-1 | 10068671
10072954 | DAF polymer jib crane-1 |  | PI-TH-7151-BS-WT-WW
10072955 | Decanter polymer jib crane-1 |  | PI-TH-7151-BS-WT-WW
10073648 | pH meter portable-1 |  | PI-TH-7151-BS-WT-WW
10073649 | DO meter portable-1 |  | PI-TH-7151-BS-WT-WW
10050501 | LIGHTING COOL STORAGE AREA |  | PI-TH-7151-CS
10050561 | FACILITY COOL STORAGE AREA |  | PI-TH-7151-CS
10049589 | Flour Loading |  | PI-TH-7151-FA-F1-BC
10049590 | Vertical Blender #1 (XO) | 10049589
10049591 | Vertical Blender #1 (TW) | 10049589
10049592 | Vertical Blender #2 (TW) | 10049589
10049593 | Bucket Elevator #1 (XO) | 10049589
10049594 | Bucket Elevator #1 (TW) | 10049589
10049595 | Bucket Elevator #2 (TW) | 10049589
10049596 | Dust Collector | 10049589
10049597 | RO Unit | 10049589
10052750 | Sack Tips | 10049589
10052751 | Floveyor #1 | 10049589
10052752 | Mixer | 10049589
10052753 | Screw Feeder | 10049589
10052754 | Floveyor #2 | 10049589
10049598 | Extrusion |  | PI-TH-7151-FA-F1-BC
10049599 | XO Extruder 1 (MX650) | 10049598
10049600 | XO Extruder 2 (MX650) | 10049598
10049601 | TWT Extruder #1 | 10049598
10049602 | TWT Extruder #2 | 10049598
10049603 | TWT Extruder #3 | 10049598
10052734 | Pneumatic Conveyor | 10049598
10049604 | Collet Transfer |  | PI-TH-7151-FA-F1-BC
10049605 | Take-Out Conveyor #1 (XO) | 10049604
10049606 | Take-Out Conveyor #2 (XO) | 10049604
10049607 | Accumulating Conveyor (TW) | 10049604
10049608 | Oven Infeed Incline Conveyor | 10049604
10051217 | Oven Infeed Vibrating Conveyor | 10049604
10051218 | Baking |  | PI-TH-7151-FA-F1-BC
10051219 | Oven Conveyor | 10051218
10051220 | Oven Circulation Fan | 10051218
10051221 | Oven Exhaust Fan | 10051218
10051222 | Oven Burner | 10051218
10051223 | Oven Outfeed Incline Conveyor | 10051218
10051224 | Flavoring |  | PI-TH-7151-FA-F1-BC
10051225 | Slurry Spray Pump | 10051224
10051226 | Slurry Mixer #1 | 10051224
10051227 | Slurry Mixer #2 | 10051224
10051228 | Hot Water Tank | 10051224
10051229 | Seasoning Tumbler Drum | 10051224
10051230 | FG Transfer |  | PI-TH-7151-FA-F1-BC
10051231 | Residence Conveyor | 10051230
10051232 | Cross Conveyor | 10051230
10051233 | Elevating Conveyor | 10051230
10051234 | Outfeed Vibrating Conveyor | 10051230
10051649 | Sieve Conveyor | 10051230
10051235 | Control System |  | PI-TH-7151-FA-F1-BC
10051236 | Oven control panel | 10051235
10051237 | Slurry Control Panel | 10051235
10049612 | Pellet Loading |  | PI-TH-7151-FA-F1-FC
10049613 | Bulk Handling Gantry Crane | 10049612
10049614 | Bulk Feeder Hopper | 10049612
10049615 | Bulk Feeder Conveyor | 10049612
10049616 | Incline Conveyor | 10049612
10049617 | Pellet Agitator | 10049612
10049618 | Pellet Spreader | 10049612
10049619 | Weight Belt Conveyor | 10049612
10049620 | Pellet Conditioning |  | PI-TH-7151-FA-F1-FC
10049621 | Oven Infeed Vibrating Conveyor | 10049620
10049622 | Oven Conveyor | 10049620
10049623 | Oven Circulation Fan | 10049620
10049624 | Oven Exhaust Fan | 10049620
10049625 | Oven Burner | 10049620
10049626 | Oven Outfeed Vibrating Conveyor | 10049620
10049627 | Oven Reject Conveyor | 10049620
10049628 | Mobile Conveyor #1 | 10049620
10049629 | Mobile Conveyor #2 | 10049620
10049630 | Mobile Conveyor #3 | 10049620
10049631 | Frying |  | PI-TH-7151-FA-F1-FC
10049632 | Fryer Submerger Conveyor | 10049631
10049633 | Fryer Take-Out Conveyor | 10049631
10049634 | Fryer Hood Lifter | 10049631
10049635 | OME Exhaust Fan | 10049631
10051267 | Air Cooling Conveyor | 10049631
10051268 | Air Cooling Exhaust Fan | 10049631
10049636 | Control System |  | PI-TH-7151-FA-F1-FC
10049637 | HX control panel | 10049636
10049638 | Slurry control panel | 10049636
10049639 | Process Control Panel | 10049636
10051238 | Flour Loading |  | PI-TH-7151-FA-F1-FC
10051239 | Vertical Blender #1 | 10051238
10051240 | Vertical Blender #2 | 10051238
10051241 | Bucket Elevator #1 | 10051238
10051242 | Bucket Elevator #2 | 10051238
10051243 | Extrusion |  | PI-TH-7151-FA-F1-FC
10049609 | Extruder #1 | 10051243
10049610 | Extruder #2 | 10051243
10049611 | Extruder #3 | 10051243
10051269 | Oil Heating |  | PI-TH-7151-FA-F1-FC
10051270 | Fines Blower | 10051269
10051271 | Oil Transfer Pump | 10051269
10051272 | Cooling Plate Heat Exchanger | 10051269
10051273 | Main Oil Pump | 10051269
10051274 | Catch Box Conveyor | 10051269
10051275 | Duel Fuel Burner | 10051269
10051276 | Oil Heat Exchanger | 10051269
10051277 | Used Oil Tank #1 | 10051269
10051278 | Used Oil Tank #2 | 10051269
10051279 | Monitoring |  | PI-TH-7151-FA-F1-FC
10051280 | FL710 | 10051279
10051281 | Reject Conveyor | 10051279
10051282 | Inspection Vibrating Conveyor | 10051279
10051283 | Flavoring |  | PI-TH-7151-FA-F1-FC
10051284 | Slurry Spray Pump | 10051283
10051285 | Slurry Mixer #1 | 10051283
10051286 | Slurry Mixer #2 | 10051283
10051287 | Hot Water Tank | 10051283
10051288 | SSN Tumbler Drum#1 (Cheetos) | 10051283
10051289 | Flavour Hopper Feeder | 10051283
10051290 | Flavour Applicator#1 | 10051283
10052745 | SSN Tumbler Drum#2 (Tawan O) | 10051283
10052746 | SSN Tumbler Drum#3 (Tawan Corn) | 10051283
10052748 | Flavour Agitator | 10051283
10052749 | Scarf feeder | 10051283
10051291 | FG Transfer |  | PI-TH-7151-FA-F1-FC
10051292 | Residence Conveyor | 10051291
10051293 | Elevating Conveyor | 10051291
10051294 | Outfeed Vibrating Conveyor | 10051291
10049451 | Oil Heating |  | PI-TH-7151-FA-F1-FP
10049452 | Fines Blower | 10049451
10049453 | Oil Transfer Pump | 10049451
10049454 | Cooling Plate Heat Exchanger | 10049451
10049455 | Main Oil Pump | 10049451
10049456 | Catch Box Conveyor | 10049451
10049457 | LPG Burner | 10049451
10049458 | Oil Heat Exchanger | 10049451
10049459 | Used Oil Tank #1 | 10049451
10049460 | Used Oil Tank #2 | 10049451
10049461 | Monitoring |  | PI-TH-7151-FA-F1-FP
10049462 | FL710 | 10049461
10049463 | Reject Conveyor | 10049461
10049464 | Inspection Vibrating Conveyor | 10049461
10049465 | Flavoring |  | PI-TH-7151-FA-F1-FP
10049466 | Seasoning Tumbler Drum #1 | 10049465
10049467 | Dust Collector | 10049465
10049468 | Flavour Hopper Feeder | 10049465
10049469 | Flavour Applicator #1 | 10049465
10049470 | Flavour Agitator | 10049465
10049471 | Scarf feeder | 10049465
10049472 | SSN Oil Spray System | 10049465
10051579 | Flavour Applicator #2 | 10049465
10051580 | Seasoning Tumbler Drum #2 | 10049465
10051541 | Pellet Loading |  | PI-TH-7151-FA-F1-FP
10051542 | Bulk Handling Gantry Crane | 10051541
10051543 | Bulk Feeder Conveyor | 10051541
10051544 | Incline Conveyor | 10051541
10051545 | Pellet Agitator | 10051541
10051546 | Pellet Spreader | 10051541
10051547 | Weight Belt Feeder Conveyor | 10051541
10051548 | Pellet Conditioning |  | PI-TH-7151-FA-F1-FP
10051549 | Oven Infeed Vibrating Conveyor | 10051548
10051550 | Oven Conveyor | 10051548
10051551 | Oven Circulation Fan | 10051548
10051552 | Oven Exhaust Fan | 10051548
10051553 | Oven Burner | 10051548
10051554 | Oven Outfeed Vibrating Conveyor | 10051548
10051555 | Frying |  | PI-TH-7151-FA-F1-FP
10049445 | Fryer Take-Out Conveyor | 10051555
10049446 | Fryer Hood Lifter | 10051555
10049447 | OME Exhaust Fan | 10051555
10049448 | Air Cooling Conveyor | 10051555
10049449 | Air Cooling Exhaust Fan | 10051555
10049450 | Reject Conveyor | 10051555
10051556 | Fryer Submerger Conveyor | 10051555
10051581 | FG Transfer |  | PI-TH-7151-FA-F1-FP
10051582 | Residence Conveyor | 10051581
10051583 | Mobile Conveyor #1 | 10051581
10051584 | Mobile Conveyor #2 | 10051581
10051585 | Elevating Conveyor | 10051581
10051586 | Outfeed Vibrating Conveyor | 10051581
10051587 | Control System |  | PI-TH-7151-FA-F1-FP
10051588 | Process control panel | 10051587
10051589 | HX control panel | 10051587
10051590 | OIT control panel | 10051587
10051591 | Oven control panel | 10051587
10051592 | SSN Control Panel | 10051587
10073680 | Fry pack boil out pump-1 |  | PI-TH-7151-FA-F1-FP
10049350 | Washing Zone |  | PI-TH-7151-FA-F1-P1
10049351 | Air Knife | 10049350
10049352 | Air Sweep | 10049350
10049353 | FOB Catch Box | 10049350
10049354 | FOB Conveyor | 10049350
10049355 | FOB Fines Blower | 10049350
10049356 | FOB Water Pump | 10049350
10049357 | PSSW Catch Box | 10049350
10049358 | PSSW Conveyor | 10049350
10049359 | PSSW Fines Blower | 10049350
10049360 | PSSW Water Pump | 10049350
10049361 | Oil Heating Zone |  | PI-TH-7151-FA-F1-P1
10049362 | Fines Blower | 10049361
10049363 | Fresh & Use Oil Make-Up Pump | 10049361
10051374 | Heat Exchanger | 10049361
10051375 | Main Oil Pump | 10049361
10051376 | Catch Box Conveyor | 10049361
10051377 | Oil Scavenger Pump | 10049361
10051378 | Oil Skid Tank | 10049361
10051379 | Oil Transfer Pump | 10049361
10051380 | Thermal Oil Boiler & Piping | 10049361
10051381 | Thermal Oil Circulating Pump | 10049361
10051382 | Thermal Oil Burner | 10049361
10051383 | Combustion Fan | 10049361
10051384 | Discharge Pump Zone 1 | 10049361
10051385 | Discharge Pump Zone 2 | 10049361
10049372 | Flavoring Zone |  | PI-TH-7151-FA-F1-P1
10049373 | Scarf Feeder Loop #1 | 10049372
10049374 | Scarf Feeder Loop #2 | 10049372
10049375 | Scarf Feeder Loop #3 | 10049372
10049376 | Scarf Feeder Loop #4 | 10049372
10049377 | SSN Applicator Loop #1 | 10049372
10049378 | SSN Applicator Loop #2 | 10049372
10049379 | SSN Applicator Loop #3 | 10049372
10049380 | SSN Applicator Loop #4 | 10049372
10049381 | SSN SpiroFlow Loop #1 | 10049372
10049382 | SSN SpiroFlow Loop #2 | 10049372
10049383 | SSN SpiroFlow Loop #3 | 10049372
10049384 | SSN SpiroFlow Loop #4 | 10049372
10049385 | Tumbler Drum Loop #1 | 10049372
10049386 | Tumbler Drum Loop #2 | 10049372
10049387 | Tumbler Drum Loop #3 | 10049372
10049388 | Tumbler Drum Loop #4 | 10049372
10049389 | Weighing Vibrating Conveyor Loop #1 | 10049372
10049390 | Weigh Belt Loop #2 | 10049372
10051429 | Weigh Belt Loop #3 | 10049372
10051430 | Weighing Vibrating Conveyor Loop #4 | 10049372
10051431 | Vibrating Conv.(Weigh Conv. Loop1Infeed) | 10049372
10051432 | Vibrating Conveyor (Drum Loop#1 Infeed) | 10049372
10051433 | Vibrating Conveyor (Loop#1 to Loop #2) | 10049372
10051434 | Vibrating Conv.(Weight Belt Loop2Infeed) | 10049372
10051435 | Vibrating Conveyor (Drum Loop#2 Infeed) | 10049372
10051436 | Vibrating Conveyor (Loop#2 to Loop#3) | 10049372
10051437 | Vibrating Conv.(WeightBelt Loop3 Infeed) | 10049372
10051438 | Vibrating Conveyor (Drum Loop#3 Infeed) | 10049372
10051439 | Vibrating Conveyor (Loop#3 to Loop#4) | 10049372
10051440 | Vibrating Conv.(Weigh Conv.Loop4 Infeed) | 10049372
10051441 | Vibrating Conveyor (Drum Loop#4 Infeed) | 10049372
10051442 | SSN Dust Collector | 10049372
10052682 | Chiller for air conditioner | 10049372
10049392 | Control System |  | PI-TH-7151-FA-F1-P1
10049393 | Process control panel | 10049392
10049394 | Kromasort Control Panel | 10049392
10049395 | SSN Loop#1 Control Panel | 10049392
10049396 | SSN Loop#2 Control Panel | 10049392
10049397 | SSN Loop#3 Control Panel | 10049392
10049398 | SSN Loop#4 Control Panel | 10049392
10051386 | Fryer Zone |  | PI-TH-7151-FA-F1-P1
10051387 | Exhaust Fan Discharge | 10051386
10051388 | Exhaust Fan Infeed | 10051386
10051389 | Fryer Hood & Lifter | 10051386
10051390 | Fryer Paddle Conveyor | 10051386
10051391 | Fryer Submerger Conveyor | 10051386
10051392 | Fryer Seperator Drum | 10051386
10051393 | Fryer Scrap Auger | 10051386
10051394 | Fryer Take Out Conveyor | 10051386
10051395 | OIT #2 | 10051386
10056708 | Oil mist eliminate exhaust fan | 10051386
10051396 | Monitoring Zone |  | PI-TH-7151-FA-F1-P1
10049364 | Kromasort Light & Control Module | 10051396
10049365 | Kromasort Main Brush Roller | 10051396
10049366 | Kromasort Main Conveyor | 10051396
10049367 | Kromasort Recirculating Conveyor | 10051396
10049368 | Moisture Monitoring Conveyor | 10051396
10049369 | Kromasort Infeed Vibrating Conveyor | 10051396
10049370 | Kromasort Outfeed Vibrating Conveyor | 10051396
10049371 | Kromasort Outfeed Incline Conveyor | 10051396
10051397 | FL710 (Left) | 10051396
10051398 | FL710 (Center) | 10051396
10051399 | FL710 (Right) | 10051396
10051400 | Kromasort Chiller | 10051396
10051401 | Kromasort Defect Conveyor | 10051396
10052742 | Kromasort Waste Conveyor | 10051396
520065184 | ROD,PIVOT,LOW WING,URSCHEL-GEN 2,23684 | 10052742 |  | L | 1 | EA
520065197 | SCRW,HEX HD,URSCHEL,10-24 UNCX1/4IN LG | 10052742 |  | L | 1 | EA
520065192 | SOCKET - IMPACT DRIVER 5/16 X 2 9/16 LG | 10052742 |  | L | 1 | EA
520065186 | LEVER,URSCHEL-GEN 2 | 10052742 |  | L | 1 | EA
520065192 | SOCKET - IMPACT DRIVER 5/16 X 2 9/16 LG | 10052742 |  | L | 1 | EA
520065185 | SCREW,PIVOT ROD,URSCHEL-GEN 2 | 10052742 |  | L | 1 | EA
520065183 | CLAMP,KNIFE,FLAT,DBL ADJ,23199,URSCHEL | 10052742 |  | L | 1 | EA
520065187 | SCREW,DOUBLE,ADJUSTMENT 23664 | 10052742 |  | L | 1 | EA
520065188 | BLADE - SLICING,FLAT,DBL BEVEL,23271 | 10052742 |  | L | 1 | CT
520065193 | BLADE - SLICING CRINKLE (URSCHEL) 22210 | 10052742 |  | L | 1 | CT
520065190 | SHOE,DOUBLE ADJUSTMENT, RING,CRINKLE | 10052742 |  | L | 1 | EA
10052743 | Kromasort Sampling Chute | 10051396
10052744 | Kromasort Recycle Conveyor | 10051396
10052755 | Kromasort X-Feed Conveyor | 10051396
10051443 | FG Transfer Zone |  | PI-TH-7151-FA-F1-P1
10049391 | Vibrating Conveyor (Outfeed Loop #4) | 10051443
10051444 | Elevating Conveyor #1 | 10051443
10051445 | Elevating Conveyor #2 | 10051443
10051446 | Elevating Conveyor #3 | 10051443
10051447 | Elevating Conveyor #4 | 10051443
10051448 | PK#3 FBE Infeed Conveyor | 10051443
10051449 | Elevating Conveyor #5 | 10051443
10051450 | Vibrating Conveyor (Outf. Drum Loop #1) | 10051443
10051451 | Vibrating Conveyor (Outfeed Loop #1) | 10051443
10051452 | Vibrating Conveyor (Outfeed Loop #2) | 10051443
10051453 | Vibrating Conveyor (Outfeed Loop #3) | 10051443
10051763 | Potato Loading Zone |  | PI-TH-7151-FA-F1-P1
10051764 | Crate Dumper #1 | 10051763
10051765 | Hopper Feeder #1 | 10051763
10051766 | Potato Transfer Conveyor | 10051763
10051767 | Crate Dumper #2 | 10051763
10051768 | Hopper Feeder #2 | 10051763
10051769 | Flume Transfer |  | PI-TH-7151-FA-F1-P1
10051770 | Floating Debris Conveyor | 10051769
10051771 | Floating Debris Blower | 10051769
10051772 | Potato Pump | 10051769
10051773 | Rock Removal Conveyor | 10051769
10051774 | Rotary Screen | 10051769
10051775 | Sand Removal Pump | 10051769
10051776 | Dewatering Conveyor | 10051769
10051777 | Return Pump | 10051769
10051778 | Peeler & Slicer Zone |  | PI-TH-7151-FA-F1-P1
10049336 | Grader Conveyor | 10051778
10049337 | Cutter Roller Coveyor | 10051778
10049338 | Cutter Blade | 10051778
10049339 | Collection Vibrating Conveyor | 10051778
10049340 | Inspection Conveyor | 10051778
10049341 | Slicer Hopper Infeed Conveyor | 10051778
10049342 | Slicer Incline Conveyor | 10051778
10049343 | Slicer Lanning Conveyor | 10051778
10049344 | Slicer #1 | 10051778
10049345 | Slicer #2 | 10051778
10049346 | Slicer #3 | 10051778
10049347 | Slicer #4 | 10051778
10049348 | Slicer #5 | 10051778
10049349 | OIT #1 | 10051778
10051779 | Peeler Lanning Vibrating Conveyor | 10051778
10051780 | Peeler Lanning Extension Vibrating Conv. | 10051778
10051781 | Peeler #1 | 10051778
10051782 | Peeler #2 | 10051778
10051783 | Peeler #3 | 10051778
10051784 | Peeler #4 | 10051778
10051785 | Peeler #5 | 10051778
10051786 | Peeler Spray Pump | 10051778
10051787 | Peeler Outfeed Vibrating Conveyor | 10051778
10051788 | Peeler Outfeed Extension Conveyor | 10051778
10051789 | Peeled Infeed Elevator | 10051778
10052697 | Knife Peeler No.1 | 10051778
10052698 | Knife Peeler No.2 | 10051778
10052869 | Antifoam feeding unit | 10051778
10057543 | Feed Conveyor from Dewaterer | 10051778
10057544 | Peeler Feed Elevator | 10051778
10057545 | Peeler Feed Vibrator | 10051778
10057546 | Twin Weigh Hoppers #1 | 10051778
10057547 | Twin Weigh Hoppers #2 | 10051778
10057548 | Twin Weigh Hoppers #3 | 10051778
10057550 | Batch Peeler #1 | 10051778
10057551 | Batch Peeler #2 | 10051778
10057552 | Batch Peeler #3 | 10051778
10057553 | Batch Peeler #4 | 10051778
10057554 | Batch Peeler #5 | 10051778
10057555 | Batch Peeler #6 | 10051778
10057556 | Peeler Discharge Vibrator | 10051778
10049513 | Washing |  | PI-TH-7151-FA-F1-P2
10049514 | Air Knife | 10049513
10049515 | Air Sweep | 10049513
10049516 | PSSW Conveyor | 10049513
10049517 | PSSW Catch Box Conveyor | 10049513
10049518 | PSSW Fine Blower | 10049513
10049519 | PSSW Water Pump | 10049513
10049520 | Oil Heating |  | PI-TH-7151-FA-F1-P2
10049521 | Fines Blower | 10049520
10049522 | Fresh & Used Oil Pump | 10049520
10049523 | Main Oil Pump | 10049520
10049524 | Fryer Catch Box Conveyor | 10049520
10049525 | Burner | 10049520
10049526 | Oil Transfer Pump | 10049520
10049527 | Frying |  | PI-TH-7151-FA-F1-P2
10049528 | OME Exhaust Fan | 10049527
10051683 | Hood and Lifter | 10049527
10051684 | Paddle Conveyor | 10049527
10051685 | Submerger Conveyor | 10049527
10051686 | Fryer Take-Out Conveyor | 10049527
10051687 | Fryer Scrap Auger | 10049527
10051658 | Transfer & Slicer |  | PI-TH-7151-FA-F1-P2
10049501 | Cross Conveyor | 10051658
10049502 | Incline Conveyor | 10051658
10049503 | Surge Hopper | 10051658
10049504 | Surge Hopper Elevator | 10051658
10049505 | High Level Conveyor #1 | 10051658
10049506 | High Level Conveyor #2 | 10051658
10049507 | High Level Conveyor #3 | 10051658
10049508 | Slicer Surge Hopper | 10051658
10049509 | Slicer Incline conveyor | 10051658
10049510 | Slicer Feeder Auger | 10051658
10049511 | Slicer #1 | 10051658
10049512 | Slicer #2 | 10051658
10051688 | Monitoring |  | PI-TH-7151-FA-F1-P2
10051689 | Moisture Monitor Conveyor | 10051688
10051690 | FL710 | 10051688
10051691 | Flowright Conveyor #1 (OPTYX infeed) | 10051688
10051692 | OPTYX Infeed Vibrating Conveyor | 10051688
10051693 | OPTYX Light Control Module | 10051688
10051694 | OPTYX Main Brush Roller | 10051688
10051695 | OPTYX Main Conveyor | 10051688
10051696 | OPTYX Defect Conveyor | 10051688
10051697 | Flowright Conveyor#2 (OPTYX outfeed) | 10051688
10051698 | OPTYX Chiller Unit | 10051688
10051699 | Elevating Conveyor PC14 | 10051688
10051700 | Control System |  | PI-TH-7151-FA-F1-P2
10051701 | Process Control Panel | 10051700
10051702 | OIT control panel | 10051700
10051703 | OPTYX Control Panel | 10051700
10049640 | RM Loading & Transfer |  | PI-TH-7151-FA-F1-SC
10049641 | Raw Material Unloading Hopper | 10049640
10049642 | Batch Mixer | 10049640
10049643 | Agitator | 10049640
10049644 | Vertical Screw Conveyor | 10049640
10049645 | Horizontal Screw Conveyor | 10049640
10049646 | Metal Detector | 10049640
10049647 | Mixed Ingredient Hopper | 10049640
10049648 | Stirrer | 10049640
10049649 | Dosing #1 | 10049640
10049650 | Dosing #2 | 10049640
10049651 | Pipe Mixer | 10049640
10049652 | Liquid Preparation |  | PI-TH-7151-FA-F1-SC
10049475 | Slurry Pump #1 | 10049652
10049476 | Slurry Pump #2 | 10049652
10049477 | Slurry Pump #3 | 10049652
10049478 | Slurry Pump #4 | 10049652
10049479 | Slurry Pump #5 | 10049652
10049480 | Slurry Pump #6 | 10049652
10049481 | Chilled Water Unit | 10049652
10049653 | Water Dosing Pump | 10049652
10049654 | Water Injection #1 | 10049652
10049655 | Water Injection #2 | 10049652
10049656 | Slurry Mixer Unit | 10049652
10073081 | Slurry transfer pump | 10049652
10049657 | Product Extruding |  | PI-TH-7151-FA-F1-SC
10049658 | Extruder | 10049657
10049659 | Extruder Fan Motor | 10049657
10049660 | Lubrication Oil Pump | 10049657
10049661 | Die Cutter | 10049657
10049662 | Extruder's Exhaust Fan | 10049657
10049663 | Cutting & Embrossing |  | PI-TH-7151-FA-F1-SC
10051320 | Shaper Cutter | 10049663
10051321 | Mobile Conveyor #1 | 10049663
10051322 | Mobile Conveyor #2 | 10049663
10051323 | Calibrating Belt | 10049663
10051324 | Cutting Machine | 10049663
10051325 | Mobile Conveyor #3 | 10049663
10073646 | Mobile Conveyor #4 | 10049663
10050005 | METAL DETECTOR SCHAAF 2 |  | PI-TH-7151-FA-F1-SC
10051326 | Control System |  | PI-TH-7151-FA-F1-SC
10051327 | R/M Control Panel | 10051326
10051328 | Extruder Control panel | 10051326
10049534 | Water Proportioner |  | PI-TH-7151-FA-F1-ST
10049535 | Liquid Storage Tank #1 | 10049534
10049536 | Liquid Storage Tank #2 | 10049534
10049537 | Liquid Preparation Tank | 10049534
10049538 | Water Cooling Unit (GREEN BOX) | 10049534
10049539 | RO Unit | 10049534
10049540 | Dough Preparation & Transfer |  | PI-TH-7151-FA-F1-ST
10049541 | Flour Storage Tank | 10049540
10049542 | Flour Doser (K-TRON) | 10049540
10049543 | Wet Mixer | 10049540
10049544 | Mixer Jacket Cooling Unit | 10049540
10049545 | Metal Detector Belt | 10049540
10049546 | Reversible Transport Belt | 10049540
10049547 | Laminating Roll Infeed Belt | 10049540
10049548 | Widening Drum | 10049540
10049549 | Sheeting & Cutting Unit |  | PI-TH-7151-FA-F1-ST
10049550 | Laminating Rolls (Rear) | 10049549
10052683 | Laminating roll’s bearing (RH) | 10049550
10052684 | Laminating roll’s bearing (LH) | 10049550
10049551 | Laminating Rolls (Front) | 10049549
10052685 | Laminating roll’s bearing (RH) | 10049551
10052686 | Laminating roll’s bearing (LH) | 10049551
10049552 | Laminating Roll Cooling Unit | 10049549
10049553 | Cutter Conveyor | 10049549
10049554 | Cutter Roller | 10049549
10049555 | Slitter Infeed | 10049549
10051735 | Slitter | 10049549
10051736 | Scrap Grinder | 10049549
10051737 | Scrap Pneumatic Conveyor | 10049549
10049565 | Canister Unloading & Cleaning |  | PI-TH-7151-FA-F1-ST
10049566 | (M13) Infeed Conveyor #1 | 10049565
10049567 | (M14) Infeed Conveyor #2 | 10049565
10049568 | (ML16) Infeed Lowrator #1 | 10049565
10049569 | (MS16) Infeed Lowrator #2 | 10049565
10049570 | (ML17) Lowrator & Rinser #1 | 10049565
10049571 | (ML18) Lowrator & Rinser #2 | 10049565
10049572 | (MS17) Lowrator & Rinser #3 | 10049565
10049573 | (MS18) Lowrator & Rinser #4 | 10049565
10049574 | (ML20) Infeed Divider #1 | 10049565
10049575 | (MS20) Infeed Divider #2 | 10049565
10049576 | (ML21) Outfeed Divider #1 | 10049565
10049577 | (MS21) Outfeed Divider #2 | 10049565
10049578 | Filling |  | PI-TH-7151-FA-F1-ST
10049579 | Portioning Conveyor #1 (Left-Right Side) | 10049578
10049580 | Portioning Conveyor #2 (Left-Right Side) | 10049578
10049581 | Portioning Conveyor #3 (Left-Right Side) | 10049578
10051167 | Portioning Conveyor #4 (Left-Right Side) | 10049578
10051168 | (ML22) Filler Table Conveyor #1 | 10049578
10051169 | (MS22) Filler Table Conveyor #2 | 10049578
10051170 | (ML24) Outfeed Filler Table Conveyor #1 | 10049578
10051171 | (ML24) Outfeed Filler Table Conveyor #2 | 10049578
10051172 | (MS23) Outfeed Filler Table Conveyor #3 | 10049578
10051173 | (MS23) Outfeed Filler Table Conveyor #4 | 10049578
10049582 | Control System |  | PI-TH-7151-FA-F1-ST
10049583 | R/M Control Panel | 10049582
10049584 | Mixing unit Control Panel | 10049582
10049585 | Doser Control Panel | 10049582
10049586 | Fryer Control Panel | 10049582
10049587 | Vibrating Control Panel | 10049582
10049588 | Canister conveyor control Panel | 10049582
10049999 | METAL DETECTOR STAX PROCESS |  | PI-TH-7151-FA-F1-ST
10050000 | METAL DETECTOR STAX COOLING |  | PI-TH-7151-FA-F1-ST
10050001 | METAL DETECTOR STAX PACKING |  | PI-TH-7151-FA-F1-ST
10051174 | Check-Weigher & FG Transfer |  | PI-TH-7151-FA-F1-ST
10051175 | (ML24) Infeed Weigher Conveyor #1 | 10051174
10051176 | (MS24) Infeed Weigher Conveyor #2 | 10051174
10051177 | Automatic Weigher #1 (S) | 10051174
10051178 | Automatic Weigher #2 (L) | 10051174
10051179 | (ML25) Outfeed Weigher Conveyor #1 | 10051174
10051180 | (MS25.1) Inspection Conveyor | 10051174
10051181 | (MS25) Outfeed Weigher Conveyor #2 | 10051174
10051182 | (ML26) Infeed Alpine Conveyor #1 | 10051174
10051183 | (MS26) Infeed Alpine Conveyor #2 | 10051174
10051184 | (ML27) Alpine Cooling Conveyor #1 | 10051174
10051185 | (L3) Alpine Cooling Conveyor #2 | 10051174
10051186 | (MS27) Alpine Cooling Conveyor #3 | 10051174
10051187 | (L4) Alpine Cooling Conveyor #4 | 10051174
10051188 | (ML28) Outfeed Cooling Conveyor #1 | 10051174
10051189 | (MS28) Outfeed Cooling Conveyor #2 | 10051174
10051190 | Flexi conveyor #1 | 10051174
10051191 | Flexi conveyor #2 | 10051174
10051905 | Flexi conveyor #3 | 10051174
10051906 | Flexi conveyor #4 | 10051174
10051907 | Flexi conveyor #5 | 10051174
10051908 | Flexi conveyor #6 | 10051174
10051704 | RM Loading & Transfer |  | PI-TH-7151-FA-F1-ST
10049529 | Flour Storage Tank | 10051704
10049530 | Flour Discharge Horizontal Screw | 10051704
10049531 | Flour Discharge Vertical Screw | 10051704
10049532 | Rotary Sieve | 10051704
10049533 | Pneumatic Conveyor | 10051704
10051705 | Sack Empty Hopper | 10051704
10051706 | Flour Mixer Charge Screw #1 | 10051704
10051707 | Flour Mixer Charge Screw #2 | 10051704
10051708 | Flour Mixer Charge Screw #3 | 10051704
10051709 | Flour Mixer | 10051704
10051738 | Frying |  | PI-TH-7151-FA-F1-ST
10051739 | Fryer Mold Conveyor | 10051738
10051740 | Fryer Product Conveyor | 10051738
10051741 | Exhaust Fan Infeed | 10051738
10051742 | Exhaust Fan Discharge | 10051738
10051743 | Fryer Hood & Lifter | 10051738
10051744 | Hold Down Conveyor | 10051738
10051745 | Air Cooling Conveyor | 10051738
10051746 | Air Cooling Exhaust Fan | 10051738
10051747 | Oil Heating |  | PI-TH-7151-FA-F1-ST
10051748 | Fines Blower | 10051747
10051749 | Fresh & Used Oil Make-Up Pump | 10051747
10051750 | Oil Transfer Pump | 10051747
10051751 | Cooling Plate Heat Exchanger | 10051747
10051752 | Main Oil Pump | 10051747
10051753 | Catch Box Conveyor | 10051747
10051754 | Fryer Oil Drippage Pump | 10051747
10051755 | Fryer Oil CIP Pump | 10051747
10051756 | Dual Fuel Burner | 10051747
10051757 | Oil Heat Exchanger | 10051747
10051758 | Oil Skid Tank | 10051747
10051759 | Flavouring |  | PI-TH-7151-FA-F1-ST
10049556 | SSN Reclaim Vibrating Conveyor | 10051759
10049557 | SSN Sieve Conveyor | 10051759
10049558 | SSN Reclaim Bulk Feeder Screw | 10051759
10049559 | SSN Reclaim Agitator | 10051759
10049560 | SSN Bulk Feeder Agitator | 10051759
10049561 | SSN Bulk Feeder Screw | 10051759
10049562 | Flavouring Rope Conveyor | 10051759
10049563 | Flipping Belt | 10051759
10049564 | Dust Collector | 10051759
10051760 | SSN Applicator | 10051759
10051761 | SSN Agitator | 10051759
10051762 | Scarf Feeder | 10051759
10052721 | METAL DETECTOR STAX COOLING |  | PI-TH-7151-FA-F1-ST
10052722 | METAL DETECTOR STAX COOLING |  | PI-TH-7151-FA-F1-ST
10073679 | STAX boil out pump-1 |  | PI-TH-7151-FA-F1-ST
10049399 | RM Loading & Transfer |  | PI-TH-7151-FA-F2-PL
10049400 | Sack Empty Hopper #1 | 10049399
10049401 | Sack Empty Hopper #2 | 10049399
10049402 | Sack Empty Hopper #3 | 10049399
10049403 | Big Bag Empty Hopper | 10049399
10049404 | Microingredients Charging Doser #1 | 10049399
10049405 | Microingredients Charging Doser #2 | 10049399
10049406 | Microingredients Charging Doser #3 | 10049399
10049407 | Microingredients Charging Doser #4 | 10049399
10049408 | Microingredients Weigher | 10049399
10049409 | Weighting Hopper | 10049399
10049410 | Plough Share Mixer | 10049399
10049411 | Flour Storage Hopper #1 | 10049399
10049412 | Flour Storage Hopper #2 | 10049399
10049413 | RM Metal Detector | 10049399
10049414 | Robox VC1 | 10049399
10049415 | Robox VC2 | 10049399
10049416 | Water Proportioner |  | PI-TH-7151-FA-F2-PL
10049417 | Dough Water Dosing Pump | 10049416
10051478 | Barrel Water Pump | 10049416
10051479 | Hot Water Pump | 10049416
10051480 | Cold Water Pump | 10049416
10049427 | Pellet Cooling |  | PI-TH-7151-FA-F2-PL
10049428 | Cooling Conveyor | 10049427
10049429 | Sieve Discharge Vibrator | 10049427
10049430 | Elevating Belt | 10049427
10049431 | Semi-Automatic Weight | 10049427
10049432 | Vibrating Sieve | 10049427
10049433 | Weight Charging Belt | 10049427
10049434 | Weighter Right | 10049427
10049435 | Weighter Left | 10049427
10049436 | Boiler/Hot Water |  | PI-TH-7151-FA-F2-PL
10049437 | Steam Boiler #2 (100 Kg/Hr) | 10049436
10049438 | Hot Water Boiler | 10049436
10049439 | Water Feed Pump #1 (Steam Boiler #1) | 10049436
10049440 | Water Feed Pump #2 (Steam Boiler #1) | 10049436
10049441 | Water Feed Pump #3 (Steam Boiler #2) | 10049436
10049442 | Water Feed Pump #4 (Hot Water Boiler) | 10049436
10049443 | Water Feed Tank Unit | 10049436
10049444 | RO Unit 2 m3/Hr | 10049436
10051530 | Hot Water Circulating Pump #1 | 10049436
10051531 | Hot Water Circulating Pump #2 | 10049436
10052747 | High Pressure Cleaner stationary | 10049436
10050003 | METAL DETECTOR PELLET PACKING |  | PI-TH-7151-FA-F2-PL
10051481 | Sheet Extruding |  | PI-TH-7151-FA-F2-PL
10051482 | Flour Doser | 10051481
10051483 | Pre-Mixer | 10051481
10051484 | Paddle Preconditioner | 10051481
10051485 | Dough Force Feeder | 10051481
10051486 | TT-Extruder | 10051481
10051487 | Vacuum Pump VC3 | 10051481
10051488 | Sheet Conditioning |  | PI-TH-7151-FA-F2-PL
10051489 | BSC Chaging Belt | 10051488
10051490 | Belt Sheet Conditioner | 10051488
10051491 | RDS Cross Roller | 10051488
10051492 | Perforate Unit | 10051488
10051493 | Cutting & Embrossing |  | PI-TH-7151-FA-F2-PL
10051494 | Cutter Unit #1(RV1) | 10051493
10051495 | Cutter Unit #2(RV2) | 10051493
10051496 | RV1 Scrap Shearer | 10051493
10051497 | RV2 Scrap Shearer | 10051493
10051498 | RV1 Scrap Pneumatic Conveyor | 10051493
10051499 | RV2 Scrap Pneumatic Conveyor | 10051493
10051500 | RV1/TP2 Pneumatic Conveyor | 10051493
10051501 | RV2/TP2 Pneumatic Conveyor | 10051493
10051502 | TP2/TP1 Pneumatic Conveyor | 10051493
10051503 | Pellet Drying |  | PI-TH-7151-FA-F2-PL
10049418 | Shaking Dryer #2(TP1) | 10051503
10049419 | TP1/MCPD Pneumatic Conveyor | 10051503
10049420 | MCPD Product Spreader | 10051503
10049421 | MCPD Loading Vibrating Tier | 10051503
10049422 | Pre-Dryer(MCPD) | 10051503
10049423 | MCPD/MCFD Pneumatic Conveyor | 10051503
10049424 | MCFD Product Spreader | 10051503
10049425 | MCFD Loading Vibrating Tier | 10051503
10049426 | Final Dryer(MCFD) | 10051503
10051504 | Shaking Dryer #1(TP2) | 10051503
10051532 | Control System |  | PI-TH-7151-FA-F2-PL
10051533 | R/M Control Panel | 10051532
10051534 | Extruder Control panel | 10051532
10051535 | Dryer control panel | 10051532
10051536 | Cutter#2 Control Panel | 10051532
10051537 | Perforate Unit Control Panel | 10051532
10051538 | K-Tron Control Panel | 10051532
10051539 | OIT control panel | 10051532
10051540 | Extruder II control panel | 10051532
10053927 | METAL DETECTOR PELLET PROCESS |  | PI-TH-7151-FA-F2-PL
10049667 | Sheeting & Cutting Unit |  | PI-TH-7151-FA-F2-RB
10049668 | Sheeter Hopper | 10049667
10049669 | 3RS Sheeter | 10049667
10049670 | 3RS Conveyor | 10049667
10049671 | PGR Sheeter | 10049667
10049672 | PGR Conveyor | 10049667
10049673 | FGR Sheeter | 10049667
10049674 | FGR Conveyor | 10049667
10049675 | RGR Sheeter | 10049667
10049676 | RGR Conveyor | 10049667
10049677 | Cutter Conveyor | 10049667
10049678 | Die Roller | 10049667
10049679 | Separation Conveyor | 10049667
10049680 | Baking |  | PI-TH-7151-FA-F2-RB
10049681 | Oven Conveyor | 10049680
10049682 | Oven Top Circulation Fan | 10049680
10049683 | Oven Bottom Circulation Fan | 10049680
10049684 | Oven Exhaust Fan | 10049680
10049685 | Oven Burner | 10049680
10049686 | Curling Conveyor (Upper) | 10049680
10049687 | Curling Conveyor (Lower) | 10049680
10049688 | Drying |  | PI-TH-7151-FA-F2-RB
10049689 | Dryer Top Conveyor | 10049688
10049690 | Dryer Middle Conveyor | 10049688
10049691 | Dryer Bottom Conveyor | 10049688
10051402 | Dryer Top Circulation Fan | 10049688
10051403 | Dryer Bottom Circulation Fan | 10049688
10051404 | Dryer Exhaust Fan | 10049688
10051405 | Dryer Burner | 10049688
10051406 | Dryer Outfeed Vibrating Conveyor | 10049688
10051407 | FL710 | 10049688
10050006 | METAL DECTECTOR RBS 1 |  | PI-TH-7151-FA-F2-RB
10050007 | METAL DECTECTOR RBS 2 |  | PI-TH-7151-FA-F2-RB
10051329 | Ingredient Handling & Mixing System |  | PI-TH-7151-FA-F2-RB
10051330 | Bag Dump | 10051329
10051331 | Sifter | 10051329
10051332 | Vacuum Pump No.1 | 10051329
10051333 | Batch Weight Hopper | 10051329
10051334 | Dry Blender | 10051329
10051335 | RM Metal Detector | 10051329
10051336 | Buffer Hopper | 10051329
10051337 | Liquid Metering & Mixing System |  | PI-TH-7151-FA-F2-RB
10051338 | Weight Hopper | 10051337
10051339 | Dry Feeder | 10051337
10051340 | Inclusion Feeder | 10051337
10051341 | Water Feeder | 10051337
10051342 | Oil Feeder | 10051337
10051343 | RO Unit | 10051337
10051344 | Water Heat Exchanger Unit | 10051337
10051345 | Vacuum Pump No.2 | 10051337
10051346 | Mixer | 10051337
10051347 | Dough Transfer |  | PI-TH-7151-FA-F2-RB
10049664 | Metal Detector Conveyor | 10051347
10049665 | Oscillating Conveyor | 10051347
10049666 | Oscillator | 10051347
10051408 | Flavouring |  | PI-TH-7151-FA-F2-RB
10051409 | SSN Infeed Conveyor | 10051408
10051410 | SSN Infeed Elevator | 10051408
10051411 | Weight Infeed Vibration Conveyor | 10051408
10051412 | Weight Vibration Conveyor | 10051408
10051413 | Oiler Unit | 10051408
10051414 | SSN Tumbler Drum | 10051408
10051415 | SSN Applicator | 10051408
10051416 | Scarf Feeder | 10051408
10051417 | SSN Bulk Feeder | 10051408
10051418 | Dust Collector | 10051408
10051419 | Elevating Conveyor | 10051408
10051420 | Control System |  | PI-TH-7151-FA-F2-RB
10051421 | R/M Control Panel | 10051420
10051422 | Process Control Panel | 10051420
10051423 | Seasoning control panel | 10051420
10051424 | Oiler control panel | 10051420
10049483 | Product Extruding |  | PI-TH-7151-FA-F2-SC
10049484 | Extruder | 10049483
10049485 | Extruder Fan Motor | 10049483
10049486 | Lubrication Oil Pump | 10049483
10049487 | Die Cutter | 10049483
10049488 | Control Cabinet Air Conditioner | 10049483
10049489 | Extruder's Exhaust Fan | 10049483
10049490 | Cutting & Embrossing |  | PI-TH-7151-FA-F2-SC
10049491 | Shaper Cutter | 10049490
10049492 | Cutter Blower | 10049490
10049493 | Incline Conveyor #1(Blue) | 10049490
10049494 | Incline Conveyor #2 (Blue) | 10049490
10049495 | Calibrating Belt | 10049490
10049496 | Cutting Machine | 10049490
10049497 | Mobile Conveyor | 10049490
10049498 | Oven Infeed Incline Conveyor | 10049490
10049499 | Oven Infeed Vibrating conveyor | 10049490
10049500 | Baking |  | PI-TH-7151-FA-F2-SC
10051632 | Oven Conveyor | 10049500
10051633 | Oven Circulation Fan #1 | 10049500
10051634 | Oven Circulation Fan #2 | 10049500
10051635 | Oven Exhaust Fan | 10049500
10051636 | Oven Burner | 10049500
10051637 | Oven Outfeed Cross Conveyor | 10049500
10050004 | METAL DETECTOR SCHAAF 1 |  | PI-TH-7151-FA-F2-SC
10051593 | RM Loading & Transfer |  | PI-TH-7151-FA-F2-SC
10051594 | Raw Material Unloading Hopper | 10051593
10051595 | Batch Mixer | 10051593
10051596 | Agitator | 10051593
10051597 | Vertical Screw Conveyor | 10051593
10051598 | Metal Detector | 10051593
10051599 | Mixed Ingredient Hopper | 10051593
10051600 | Stirrer | 10051593
10051601 | Dosing #1 | 10051593
10051602 | Dosing #2 | 10051593
10051603 | Pipe Mixer | 10051593
10051604 | Liquid Preparation |  | PI-TH-7151-FA-F2-SC
10049473 | Water Injection #2 | 10051604
10049474 | Slurry Mixer Unit | 10051604
10049482 | RO Unit | 10051604
10051605 | Water Dosing Pump | 10051604
10051606 | Water Injection #1 | 10051604
10051638 | Flavoring |  | PI-TH-7151-FA-F2-SC
10051639 | Slurry Spray Pump | 10051638
10051640 | Slurry Mixer #1 | 10051638
10051641 | Slurry Mixer #2 | 10051638
10051642 | Hot Water Tank | 10051638
10051643 | Hot Water Recircuration Pump | 10051638
10051644 | Seasoning Tumbler Drum | 10051638
10051645 | Slurry Transfer Pump #1 | 10051638
10051646 | Slurry Transfer Pump #2 | 10051638
10051647 | FG Transfer |  | PI-TH-7151-FA-F2-SC
10051648 | Mobile Incline Conveyor (White) | 10051647
10051650 | Residence Conveyor | 10051647
10051651 | Exhaust fan | 10051647
10051652 | Elevating conveyor | 10051647
10051653 | Control system |  | PI-TH-7151-FA-F2-SC
10051654 | Extruder Control Panel | 10051653
10051655 | Cutter Control Panel | 10051653
10051656 | Oven control panel | 10051653
10051657 | Slurry Control Panel | 10051653
10049797 | CCW WEIGHER PK1 1A11-12 |  | PI-TH-7151-FA-PK-01
10049806 | BAG MAKER 1A11 |  | PI-TH-7151-FA-PK-01
10049807 | BAG MAKER 1A12 |  | PI-TH-7151-FA-PK-01
10049879 | CCW WEIGHER PK1 1A5-6 |  | PI-TH-7151-FA-PK-01
10049887 | BAG MAKER 1A5 |  | PI-TH-7151-FA-PK-01
10050980 | DISTRIBUTION CONVEYOR PK1 |  | PI-TH-7151-FA-PK-01
10049791 | DISTRIBUTION CONVEYOR DC-007-12 | 10050980
10049792 | DISTRIBUTION CONVEYOR DC-007-13 | 10050980
10049793 | DISTRIBUTION CONVEYOR DC-007-14 | 10050980
10049794 | DISTRIBUTION CONVEYOR DC-007-15 | 10050980
10050981 | DISTRIBUTION CONVEYOR DC-001-15 | 10050980
10050982 | DISTRIBUTION CONVEYOR DC-001-16 | 10050980
10050983 | DISTRIBUTION CONVEYOR DC-001-17 | 10050980
10050984 | DISTRIBUTION CONVEYOR DC-001-18 | 10050980
10050985 | DISTRIBUTION CONVEYOR DC-001-19 | 10050980
10050986 | DISTRIBUTION CONVEYOR DC-001-20 | 10050980
10050987 | DISTRIBUTION CONVEYOR DC-001-21 | 10050980
10050988 | DISTRIBUTION CONVEYOR DC-007-01 | 10050980
10050989 | DISTRIBUTION CONVEYOR DC-007-02 | 10050980
10050990 | DISTRIBUTION CONVEYOR DC-007-03 | 10050980
10050991 | DISTRIBUTION CONVEYOR DC-007-04 | 10050980
10050992 | DISTRIBUTION CONVEYOR DC-007-05 | 10050980
10050993 | DISTRIBUTION CONVEYOR DC-007-06 | 10050980
10050994 | DISTRIBUTION CONVEYOR DC-007-07 | 10050980
10050995 | DISTRIBUTION CONVEYOR DC-007-08 | 10050980
10050996 | DISTRIBUTION CONVEYOR DC-007-09 | 10050980
10050997 | DISTRIBUTION CONVEYOR DC-007-10 | 10050980
10050998 | DISTRIBUTION CONVEYOR DC-007-11 | 10050980
10062088 | DISTRIBUTION CONVEYOR DC-007-16 | 10050980
10062089 | DISTRIBUTION CONVEYOR DC-001-22 | 10050980
10051035 | OUTER BAG 1OB1 |  | PI-TH-7151-FA-PK-01
10051038 | CHECK WEIGHER 1CW1 |  | PI-TH-7151-FA-PK-01
10051039 | PRODUCT TRANSFER CONVEYOR PK1 |  | PI-TH-7151-FA-PK-01
10049790 | PRODUCT TRANSFER CONVEYOR TC-01-125 | 10051039
10049816 | PRODUCT TRANSFER CONVEYOR TC-01-131 | 10051039
10049817 | PRODUCT TRANSFER CONVEYOR TC-01-132 | 10051039
10049818 | PRODUCT TRANSFER CONVEYOR TC-01-133 | 10051039
10049819 | PRODUCT TRANSFER CONVEYOR TC-01-134 | 10051039
10049820 | PRODUCT TRANSFER CONVEYOR TC-01-135 | 10051039
10049821 | PRODUCT TRANSFER CONVEYOR TC-01-136 | 10051039
10049822 | PRODUCT TRANSFER CONVEYOR TC-01-137 | 10051039
10050975 | PRODUCT TRANSFER CONVEYOR TC-01-126 | 10051039
10050976 | PRODUCT TRANSFER CONVEYOR TC-01-127 | 10051039
10050977 | PRODUCT TRANSFER CONVEYOR TC-01-128 | 10051039
10050978 | PRODUCT TRANSFER CONVEYOR TC-01-129 | 10051039
10050979 | PRODUCT TRANSFER CONVEYOR TC-01-130 | 10051039
10051044 | PRODUCT TRANSFER CONVEYOR TC-01-013 | 10051039
10051045 | PRODUCT TRANSFER CONVEYOR TC-01-014 | 10051039
10051214 | PRODUCT TRANSFER CONVEYOR TC-01-053 | 10051039
10053732 | PRODUCT TRANSFER CONVEYOR TC-01-205 | 10051039
10053734 | PRODUCT TRANSFER CONVEYOR TC-01-206 | 10051039
10053735 | PRODUCT TRANSFER CONVEYOR TC-01-207 | 10051039
10053737 | PRODUCT TRANSFER CONVEYOR TC-01-208 | 10051039
10053773 | PRODUCT TRANSFER CONVEYOR TC-01-210 | 10051039
10053774 | PRODUCT TRANSFER CONVEYOR TC-01-211 | 10051039
10053775 | PRODUCT TRANSFER CONVEYOR TC-01-212 | 10051039
10053776 | PRODUCT TRANSFER CONVEYOR TC-01-213 | 10051039
10053780 | PRODUCT TRANSFER CONVEYOR TC-01-214 | 10051039
10053781 | PRODUCT TRANSFER CONVEYOR TC-01-215 | 10051039
10051295 | CCW WEIGHER PK1 1A1-2 |  | PI-TH-7151-FA-PK-01
10051296 | CCW WEIGHER PK1 1A3-4 |  | PI-TH-7151-FA-PK-01
10051297 | CCW WEIGHER PK1 1A9-10 |  | PI-TH-7151-FA-PK-01
10051302 | BAG MAKER 1A1 |  | PI-TH-7151-FA-PK-01
10051303 | BAG MAKER 1A2 |  | PI-TH-7151-FA-PK-01
10051304 | BAG MAKER 1A3 |  | PI-TH-7151-FA-PK-01
10051305 | BAG MAKER 1A4 |  | PI-TH-7151-FA-PK-01
10051306 | BAG MAKER 1A9 |  | PI-TH-7151-FA-PK-01
10051307 | BAG MAKER 1A10 |  | PI-TH-7151-FA-PK-01
10053036 | MANUAL SEAL 01-023 |  | PI-TH-7151-FA-PK-01
10053037 | MANUAL SEAL 01-024 |  | PI-TH-7151-FA-PK-01
10059648 | METAL DETECTOR 1A11 |  | PI-TH-7151-FA-PK-01
10059649 | METAL DETECTOR 1A12 |  | PI-TH-7151-FA-PK-01
10070811 | METAL DETECTOR 1A1 |  | PI-TH-7151-FA-PK-01
10070812 | METAL DETECTOR 1A2 |  | PI-TH-7151-FA-PK-01
10070813 | METAL DETECTOR 1A5 |  | PI-TH-7151-FA-PK-01
10070814 | METAL DETECTOR 1A3 |  | PI-TH-7151-FA-PK-01
10070815 | METAL DETECTOR 1A4 |  | PI-TH-7151-FA-PK-01
10070816 | METAL DETECTOR 1A9 |  | PI-TH-7151-FA-PK-01
10070817 | METAL DETECTOR 1A10 |  | PI-TH-7151-FA-PK-01
10049798 | CCW WEIGHER PK1 2A11-12 |  | PI-TH-7151-FA-PK-02
10049824 | DISTRIBUTION CONVEYOR PK2 |  | PI-TH-7151-FA-PK-02
10049825 | DISTRIBUTION CONVEYOR DC-002-01 | 10049824
10049826 | DISTRIBUTION CONVEYOR DC-002-02 | 10049824
10049827 | DISTRIBUTION CONVEYOR DC-002-03 | 10049824
10049828 | DISTRIBUTION CONVEYOR DC-002-04 | 10049824
10049829 | DISTRIBUTION CONVEYOR DC-002-05 | 10049824
10049830 | DISTRIBUTION CONVEYOR DC-002-06 | 10049824
10049831 | DISTRIBUTION CONVEYOR DC-002-07 | 10049824
10049832 | DISTRIBUTION CONVEYOR DC-002-08 | 10049824
10049833 | DISTRIBUTION CONVEYOR DC-002-09 | 10049824
10049834 | DISTRIBUTION CONVEYOR DC-002-10 | 10049824
10049835 | DISTRIBUTION CONVEYOR DC-002-11 | 10049824
10049836 | DISTRIBUTION CONVEYOR DC-002-12 | 10049824
10049837 | DISTRIBUTION CONVEYOR DC-002-13 | 10049824
10049838 | DISTRIBUTION CONVEYOR DC-002-14 | 10049824
10049839 | DISTRIBUTION CONVEYOR DC-002-15 | 10049824
10051071 | DISTRIBUTION CONVEYOR DC-002-16 | 10049824
10051072 | DISTRIBUTION CONVEYOR DC-002-17 | 10049824
10051073 | DISTRIBUTION CONVEYOR DC-002-18 | 10049824
10051074 | DISTRIBUTION CONVEYOR DC-002-19 | 10049824
10051075 | DISTRIBUTION CONVEYOR DC-002-20 | 10049824
10051076 | DISTRIBUTION CONVEYOR DC-002-21 | 10049824
10049849 | OUTER BAG 2OB1 |  | PI-TH-7151-FA-PK-02
10049850 | OUTER BAG 2OB2 |  | PI-TH-7151-FA-PK-02
10049851 | CHECK WEIGHER 2CW1 |  | PI-TH-7151-FA-PK-02
10049852 | PRODUCT TRANSFER CONVEYOR PK2 |  | PI-TH-7151-FA-PK-02
10051133 | PRODUCT TRANSFER CONVEYOR TC-02-042 | 10049852
10052876 | PRODUCT TRANSFER CONVEYOR TC-02-142 | 10049852
10052877 | PRODUCT TRANSFER CONVEYOR TC-02-143 | 10049852
10052878 | PRODUCT TRANSFER CONVEYOR TC-02-144 | 10049852
10052879 | PRODUCT TRANSFER CONVEYOR TC-02-145 | 10049852
10052880 | PRODUCT TRANSFER CONVEYOR TC-02-146 | 10049852
10052881 | PRODUCT TRANSFER CONVEYOR TC-02-147 | 10049852
10052883 | PRODUCT TRANSFER CONVEYOR TC-02-149 | 10049852
10052884 | PRODUCT TRANSFER CONVEYOR TC-02-150 | 10049852
10052885 | PRODUCT TRANSFER CONVEYOR TC-02-151 | 10049852
10052888 | PRODUCT TRANSFER CONVEYOR TC-02-154 | 10049852
10052889 | PRODUCT TRANSFER CONVEYOR TC-02-155 | 10049852
10052890 | PRODUCT TRANSFER CONVEYOR TC-02-156 | 10049852
10052891 | PRODUCT TRANSFER CONVEYOR TC-02-157 | 10049852
10052893 | PRODUCT TRANSFER CONVEYOR TC-02-159 | 10049852
10052894 | PRODUCT TRANSFER CONVEYOR TC-02-160 | 10049852
10052895 | PRODUCT TRANSFER CONVEYOR TC-02-161 | 10049852
10052896 | PRODUCT TRANSFER CONVEYOR TC-02-162 | 10049852
10052897 | PRODUCT TRANSFER CONVEYOR TC-02-163 | 10049852
10052898 | PRODUCT TRANSFER CONVEYOR TC-02-164 | 10049852
10052899 | PRODUCT TRANSFER CONVEYOR TC-02-165 | 10049852
10052900 | PRODUCT TRANSFER CONVEYOR TC-02-166 | 10049852
10052901 | PRODUCT TRANSFER CONVEYOR TC-02-167 | 10049852
10052902 | PRODUCT TRANSFER CONVEYOR TC-02-168 | 10049852
10052903 | PRODUCT TRANSFER CONVEYOR TC-02-169 | 10049852
10052904 | PRODUCT TRANSFER CONVEYOR TC-02-170 | 10049852
10052905 | PRODUCT TRANSFER CONVEYOR TC-02-171 | 10049852
10052906 | PRODUCT TRANSFER CONVEYOR TC-02-172 | 10049852
10052916 | PRODUCT TRANSFER CONVEYOR TC-02-179 | 10049852
10053772 | PRODUCT TRANSFER CONVEYOR TC-02-209 | 10049852
10055688 | PRODUCT TRANSFER CONVEYOR TC-02-230 | 10049852
10055704 | PRODUCT TRANSFER CONVEYOR TC-02-246 | 10049852
10055710 | PRODUCT TRANSFER CONVEYOR TC-02-252 | 10049852
10072623 | PRODUCT TRANSFER CONVEYOR TC-02-258 | 10049852
10049876 | CCW WEIGHER PK2 2A7-8 |  | PI-TH-7151-FA-PK-02
10049877 | CCW WEIGHER PK2 2A9-10 |  | PI-TH-7151-FA-PK-02
10049878 | CCW WEIGHER PK2 2A5 |  | PI-TH-7151-FA-PK-02
10049881 | BAG MAKER 2A2 |  | PI-TH-7151-FA-PK-02
10049882 | BAG MAKER 2A7 |  | PI-TH-7151-FA-PK-02
10049885 | BAG MAKER 2A8 |  | PI-TH-7151-FA-PK-02
10049886 | BAG MAKER 2A5 |  | PI-TH-7151-FA-PK-02
10051077 | CCW WEIGHER PK2 2A1-2 |  | PI-TH-7151-FA-PK-02
10051078 | CCW WEIGHER PK2 2A3-4 |  | PI-TH-7151-FA-PK-02
10051083 | BAG MAKER 2A1 |  | PI-TH-7151-FA-PK-02
10051084 | BAG MAKER 2A3 |  | PI-TH-7151-FA-PK-02
10051085 | BAG MAKER 2A4 |  | PI-TH-7151-FA-PK-02
10051091 | BAG MAKER 2A10 |  | PI-TH-7151-FA-PK-02
10051095 | METAL DETECTOR 2A3 |  | PI-TH-7151-FA-PK-02
10051715 | BAG MAKER 2A11 |  | PI-TH-7151-FA-PK-02
10051716 | BAG MAKER 2A12 |  | PI-TH-7151-FA-PK-02
10052723 | CHECK WEIGHER 2CW2 |  | PI-TH-7151-FA-PK-02
10053038 | MANUAL SEAL 02-01 |  | PI-TH-7151-FA-PK-02
10053039 | MANUAL SEAL 02-02 |  | PI-TH-7151-FA-PK-02
10053799 | BAG MAKER 2A9 |  | PI-TH-7151-FA-PK-02
10053913 | METAL DETECTOR 2A5 |  | PI-TH-7151-FA-PK-02
10053914 | METAL DETECTOR 2A1 |  | PI-TH-7151-FA-PK-02
10053915 | METAL DETECTOR 2A7 |  | PI-TH-7151-FA-PK-02
10053916 | METAL DETECTOR 2A8 |  | PI-TH-7151-FA-PK-02
10053917 | METAL DETECTOR 2A9 |  | PI-TH-7151-FA-PK-02
10053918 | METAL DETECTOR 2A10 |  | PI-TH-7151-FA-PK-02
10053925 | METAL DETECTOR 2A12 |  | PI-TH-7151-FA-PK-02
10056254 | CHECK WEIGHER 2CW3 |  | PI-TH-7151-FA-PK-02
10059652 | METAL DETECTOR 2A2 |  | PI-TH-7151-FA-PK-02
10059653 | METAL DETECTOR 2A3 |  | PI-TH-7151-FA-PK-02
10059654 | METAL DETECTOR 2A4 |  | PI-TH-7151-FA-PK-02
10059655 | METAL DETECTOR 2A11 |  | PI-TH-7151-FA-PK-02
10051134 | DISTRIBUTION CONVEYOR PK3 |  | PI-TH-7151-FA-PK-03
10049865 | DISTRIBUTION CONVEYOR DC-003-09 | 10051134
10049866 | DISTRIBUTION CONVEYOR DC-003-10 | 10051134
10049867 | DISTRIBUTION CONVEYOR DC-003-11 | 10051134
10049868 | DISTRIBUTION CONVEYOR DC-003-12 | 10051134
10049869 | DISTRIBUTION CONVEYOR DC-003-13 | 10051134
10049870 | DISTRIBUTION CONVEYOR DC-003-14 | 10051134
10049871 | DISTRIBUTION CONVEYOR DC-003-15 | 10051134
10049872 | DISTRIBUTION CONVEYOR DC-003-16 | 10051134
10049873 | DISTRIBUTION CONVEYOR DC-003-17 | 10051134
10049874 | DISTRIBUTION CONVEYOR DC-003-18 | 10051134
10049875 | DISTRIBUTION CONVEYOR DC-003-19 | 10051134
10051135 | DISTRIBUTION CONVEYOR DC-003-01 | 10051134
10051136 | DISTRIBUTION CONVEYOR DC-003-02 | 10051134
10051137 | DISTRIBUTION CONVEYOR DC-003-03 | 10051134
10051138 | DISTRIBUTION CONVEYOR DC-003-04 | 10051134
10051139 | DISTRIBUTION CONVEYOR DC-003-05 | 10051134
10051140 | DISTRIBUTION CONVEYOR DC-003-06 | 10051134
10051141 | DISTRIBUTION CONVEYOR DC-003-07 | 10051134
10051142 | DISTRIBUTION CONVEYOR DC-003-08 | 10051134
10051199 | OUTER BAG 3OB1 |  | PI-TH-7151-FA-PK-03
10051201 | CHECK WEIGHER 3CW1 |  | PI-TH-7151-FA-PK-03
10051203 | PRODUCT TRANSFER CONVEYOR PK3 |  | PI-TH-7151-FA-PK-03
10051215 | PRODUCT TRANSFER CONVEYOR TC-03-054 | 10051203
10052886 | PRODUCT TRANSFER CONVEYOR TC-03-152 | 10051203
10053195 | PRODUCT TRANSFER CONVEYOR TC-03-200 | 10051203
10053197 | PRODUCT TRANSFER CONVEYOR TC-03-202 | 10051203
10053199 | PRODUCT TRANSFER CONVEYOR TC-03-204 | 10051203
10055676 | PRODUCT TRANSFER CONVEYOR TC-03-218 | 10051203
10055678 | PRODUCT TRANSFER CONVEYOR TC-03-220 | 10051203
10055679 | PRODUCT TRANSFER CONVEYOR TC-03-221 | 10051203
10055681 | PRODUCT TRANSFER CONVEYOR TC-03-223 | 10051203
10055683 | PRODUCT TRANSFER CONVEYOR TC-03-225 | 10051203
10073119 | PRODUCT TRANSFER CONVEYOR TC-03-287 | 10051203
10053040 | MANUAL SEAL 03-03 |  | PI-TH-7151-FA-PK-03
10053041 | MANUAL SEAL 03-04 |  | PI-TH-7151-FA-PK-03
10053042 | MANUAL SEAL 03-05 |  | PI-TH-7151-FA-PK-03
10053043 | MANUAL SEAL 03-06 |  | PI-TH-7151-FA-PK-03
10053044 | MANUAL SEAL 03-025 |  | PI-TH-7151-FA-PK-03
10053045 | MANUAL SEAL 03-026 |  | PI-TH-7151-FA-PK-03
10070531 | BAG MAKER 3A7 |  | PI-TH-7151-FA-PK-03
10070532 | BAG MAKER 3A8 |  | PI-TH-7151-FA-PK-03
10070533 | BAG MAKER 3A9 |  | PI-TH-7151-FA-PK-03
10070534 | BAG MAKER 3A10 |  | PI-TH-7151-FA-PK-03
10070535 | CCW WEIGHER PK3 3A7-8 |  | PI-TH-7151-FA-PK-03
10070536 | CCW WEIGHER PK3 3A9-10 |  | PI-TH-7151-FA-PK-03
10070799 | METAL DETECTOR 3A7 |  | PI-TH-7151-FA-PK-03
10070800 | METAL DETECTOR 3A8 |  | PI-TH-7151-FA-PK-03
10070801 | METAL DETECTOR 3A9 |  | PI-TH-7151-FA-PK-03
10070802 | METAL DETECTOR 3A10 |  | PI-TH-7151-FA-PK-03
10049715 | CCW WEIGHER PK4 4A5-6 |  | PI-TH-7151-FA-PK-04
10049718 | METAL DETECTOR 4A10 |  | PI-TH-7151-FA-PK-04
10049730 | OUTER BAG 4OB1 |  | PI-TH-7151-FA-PK-04
10049731 | CHECK WEIGHER 4CW1 |  | PI-TH-7151-FA-PK-04
10049732 | PRODUCT TRANSFER CONVEYOR PK4 |  | PI-TH-7151-FA-PK-04
10049733 | PRODUCT TRANSFER CONVEYOR TC-04-058 | 10049732
10049734 | PRODUCT TRANSFER CONVEYOR TC-04-059 | 10049732
10052892 | PRODUCT TRANSFER CONVEYOR TC-04-158 | 10049732
10052910 | PRODUCT TRANSFER CONVEYOR TC-04-173 | 10049732
10052911 | PRODUCT TRANSFER CONVEYOR TC-04-174 | 10049732
10052912 | PRODUCT TRANSFER CONVEYOR TC-04-175 | 10049732
10052913 | PRODUCT TRANSFER CONVEYOR TC-04-176 | 10049732
10052914 | PRODUCT TRANSFER CONVEYOR TC-04-177 | 10049732
10052915 | PRODUCT TRANSFER CONVEYOR TC-04-178 | 10049732
10052917 | PRODUCT TRANSFER CONVEYOR TC-04-180 | 10049732
10052918 | PRODUCT TRANSFER CONVEYOR TC-04-181 | 10049732
10052919 | PRODUCT TRANSFER CONVEYOR TC-04-182 | 10049732
10055685 | PRODUCT TRANSFER CONVEYOR TC-04-227 | 10049732
10055686 | PRODUCT TRANSFER CONVEYOR TC-04-228 | 10049732
10055687 | PRODUCT TRANSFER CONVEYOR TC-04-229 | 10049732
10055689 | PRODUCT TRANSFER CONVEYOR TC-04-231 | 10049732
10055690 | PRODUCT TRANSFER CONVEYOR TC-04-232 | 10049732
10055691 | PRODUCT TRANSFER CONVEYOR TC-04-233 | 10049732
10055692 | PRODUCT TRANSFER CONVEYOR TC-04-234 | 10049732
10055693 | PRODUCT TRANSFER CONVEYOR TC-04-235 | 10049732
10055694 | PRODUCT TRANSFER CONVEYOR TC-04-236 | 10049732
10055695 | PRODUCT TRANSFER CONVEYOR TC-04-237 | 10049732
10055696 | PRODUCT TRANSFER CONVEYOR TC-04-238 | 10049732
10055697 | PRODUCT TRANSFER CONVEYOR TC-04-239 | 10049732
10055698 | PRODUCT TRANSFER CONVEYOR TC-04-240 | 10049732
10055699 | PRODUCT TRANSFER CONVEYOR TC-04-241 | 10049732
10055700 | PRODUCT TRANSFER CONVEYOR TC-04-242 | 10049732
10055701 | PRODUCT TRANSFER CONVEYOR TC-04-243 | 10049732
10055702 | PRODUCT TRANSFER CONVEYOR TC-04-244 | 10049732
10055703 | PRODUCT TRANSFER CONVEYOR TC-04-245 | 10049732
10051200 | OUTER BAG 4OB2 |  | PI-TH-7151-FA-PK-04
10051425 | DISTRIBUTION CONVEYOR PK4 |  | PI-TH-7151-FA-PK-04
10049692 | DISTRIBUTION CONVEYOR DC-004-04 | 10051425
10049693 | DISTRIBUTION CONVEYOR DC-004-05 | 10051425
10049694 | DISTRIBUTION CONVEYOR DC-004-06 | 10051425
10049695 | DISTRIBUTION CONVEYOR DC-004-07 | 10051425
10049696 | DISTRIBUTION CONVEYOR DC-004-08 | 10051425
10049697 | DISTRIBUTION CONVEYOR DC-004-09 | 10051425
10049698 | DISTRIBUTION CONVEYOR DC-004-10 | 10051425
10049699 | DISTRIBUTION CONVEYOR DC-004-11 | 10051425
10049700 | DISTRIBUTION CONVEYOR DC-004-12 | 10051425
10049701 | DISTRIBUTION CONVEYOR DC-004-13 | 10051425
10049702 | DISTRIBUTION CONVEYOR DC-004-14 | 10051425
10049703 | DISTRIBUTION CONVEYOR DC-004-15 | 10051425
10049704 | DISTRIBUTION CONVEYOR DC-004-16 | 10051425
10049705 | DISTRIBUTION CONVEYOR DC-004-17 | 10051425
10049706 | DISTRIBUTION CONVEYOR DC-004-18 | 10051425
10049707 | DISTRIBUTION CONVEYOR DC-004-19 | 10051425
10049708 | DISTRIBUTION CONVEYOR DC-004-20 | 10051425
10049709 | DISTRIBUTION CONVEYOR DC-004-21 | 10051425
10049710 | DISTRIBUTION CONVEYOR DC-004-22 | 10051425
10049711 | DISTRIBUTION CONVEYOR DC-004-23 | 10051425
10049712 | DISTRIBUTION CONVEYOR DC-004-24 | 10051425
10049713 | DISTRIBUTION CONVEYOR DC-004-25 | 10051425
10049714 | DISTRIBUTION CONVEYOR DC-004-26 | 10051425
10051426 | DISTRIBUTION CONVEYOR DC-004-01 | 10051425
10051427 | DISTRIBUTION CONVEYOR DC-004-02 | 10051425
10051428 | DISTRIBUTION CONVEYOR DC-004-03 | 10051425
10051505 | CCW WEIGHER PK4 4A7-8 |  | PI-TH-7151-FA-PK-04
10051507 | CCW WEIGHER PK4 4A9-10 |  | PI-TH-7151-FA-PK-04
10051512 | BAG MAKER 4A5 |  | PI-TH-7151-FA-PK-04
10051513 | BAG MAKER 4A6 |  | PI-TH-7151-FA-PK-04
10051514 | BAG MAKER 4A7 |  | PI-TH-7151-FA-PK-04
10051515 | BAG MAKER 4A8 |  | PI-TH-7151-FA-PK-04
10051518 | BAG MAKER 4A9 |  | PI-TH-7151-FA-PK-04
10051519 | BAG MAKER 4A10 |  | PI-TH-7151-FA-PK-04
10053046 | MANUAL SEAL 04-07 |  | PI-TH-7151-FA-PK-04
10053047 | MANUAL SEAL 04-08 |  | PI-TH-7151-FA-PK-04
10053048 | MANUAL SEAL 04-09 |  | PI-TH-7151-FA-PK-04
10053049 | MANUAL SEAL 04-010 |  | PI-TH-7151-FA-PK-04
10053050 | MANUAL SEAL 04-011 |  | PI-TH-7151-FA-PK-04
10053051 | MANUAL SEAL 04-012 |  | PI-TH-7151-FA-PK-04
10053919 | METAL DETECTOR 4A9 |  | PI-TH-7151-FA-PK-04
10053920 | METAL DETECTOR 4A5 |  | PI-TH-7151-FA-PK-04
10053921 | METAL DETECTOR 4A6 |  | PI-TH-7151-FA-PK-04
10053922 | METAL DETECTOR 4A8 |  | PI-TH-7151-FA-PK-04
10053923 | METAL DETECTOR 4A7 |  | PI-TH-7151-FA-PK-04
10055716 | CCW WEIGHER PK4 4A11-12 |  | PI-TH-7151-FA-PK-04
10055717 | CCW WEIGHER PK4 4A13-14 |  | PI-TH-7151-FA-PK-04
10055718 | CCW WEIGHER PK4 4A15-16 |  | PI-TH-7151-FA-PK-04
10055721 | METAL DETECTOR 4A11 |  | PI-TH-7151-FA-PK-04
10055722 | METAL DETECTOR 4A12 |  | PI-TH-7151-FA-PK-04
10055723 | METAL DETECTOR 4A13 |  | PI-TH-7151-FA-PK-04
10055724 | METAL DETECTOR 4A14 |  | PI-TH-7151-FA-PK-04
10055725 | METAL DETECTOR 4A15 |  | PI-TH-7151-FA-PK-04
10055726 | METAL DETECTOR 4A16 |  | PI-TH-7151-FA-PK-04
10055731 | BAG MAKER 4A11 |  | PI-TH-7151-FA-PK-04
10055732 | BAG MAKER 4A12 |  | PI-TH-7151-FA-PK-04
10055733 | BAG MAKER 4A13 |  | PI-TH-7151-FA-PK-04
10055734 | BAG MAKER 4A14 |  | PI-TH-7151-FA-PK-04
10055735 | BAG MAKER 4A15 |  | PI-TH-7151-FA-PK-04
10055736 | BAG MAKER 4A16 |  | PI-TH-7151-FA-PK-04
10070563 | CCW WEIGHER PK4 4A1-2 |  | PI-TH-7151-FA-PK-04
10070564 | CCW WEIGHER PK4 4A3-4 |  | PI-TH-7151-FA-PK-04
10070565 | BAG MAKER 4A1 |  | PI-TH-7151-FA-PK-04
10070566 | BAG MAKER 4A2 |  | PI-TH-7151-FA-PK-04
10070567 | BAG MAKER 4A3 |  | PI-TH-7151-FA-PK-04
10070568 | BAG MAKER 4A4 |  | PI-TH-7151-FA-PK-04
10070803 | METAL DETECTOR 4A1 |  | PI-TH-7151-FA-PK-04
10070804 | METAL DETECTOR 4A2 |  | PI-TH-7151-FA-PK-04
10070805 | METAL DETECTOR 4A3 |  | PI-TH-7151-FA-PK-04
10070806 | METAL DETECTOR 4A4 |  | PI-TH-7151-FA-PK-04
10049719 | METAL DETECTOR 5A7 |  | PI-TH-7151-FA-PK-05
10049756 | CCW WEIGHER PK5 5A3-4 |  | PI-TH-7151-FA-PK-05
10049758 | CCW WEIGHER PK5 5A5-6 |  | PI-TH-7151-FA-PK-05
10049763 | BAG MAKER 5A1 |  | PI-TH-7151-FA-PK-05
10049764 | BAG MAKER 5A2 |  | PI-TH-7151-FA-PK-05
10049765 | BAG MAKER 5A3 |  | PI-TH-7151-FA-PK-05
10049770 | OUTER BAG 5OB4 |  | PI-TH-7151-FA-PK-05
10049771 | CHECK WEIGHER 5CW4 |  | PI-TH-7151-FA-PK-05
10049772 | PRODUCT TRANSFER CONVEYOR PK5 |  | PI-TH-7151-FA-PK-05
10049778 | PRODUCT TRANSFER CONVEYOR TC-05-078 | 10049772
10052921 | PRODUCT TRANSFER CONVEYOR TC-05-186 | 10049772
10053182 | PRODUCT TRANSFER CONVEYOR TC-05-186 | 10049772
10053184 | PRODUCT TRANSFER CONVEYOR TC-05-189 | 10049772
10053186 | PRODUCT TRANSFER CONVEYOR TC-05-191 | 10049772
10053187 | PRODUCT TRANSFER CONVEYOR TC-05-192 | 10049772
10053189 | PRODUCT TRANSFER CONVEYOR TC-05-194 | 10049772
10053191 | PRODUCT TRANSFER CONVEYOR TC-05-196 | 10049772
10053783 | PRODUCT TRANSFER CONVEYOR TC-05-216 | 10049772
10055705 | PRODUCT TRANSFER CONVEYOR TC-05-247 | 10049772
10055706 | PRODUCT TRANSFER CONVEYOR TC-05-248 | 10049772
10055707 | PRODUCT TRANSFER CONVEYOR TC-05-249 | 10049772
10055709 | PRODUCT TRANSFER CONVEYOR TC-05-251 | 10049772
10055711 | PRODUCT TRANSFER CONVEYOR TC-05-253 | 10049772
10055713 | PRODUCT TRANSFER CONVEYOR TC-05-255 | 10049772
10055715 | PRODUCT TRANSFER CONVEYOR TC-05-257 | 10049772
10062028 | PRODUCT TRANSFER CONVEYOR TC-05-268 | 10049772
10062029 | PRODUCT TRANSFER CONVEYOR TC-05-269 | 10049772
10062030 | PRODUCT TRANSFER CONVEYOR TC-05-270 | 10049772
10062031 | PRODUCT TRANSFER CONVEYOR TC-05-271 | 10049772
10062032 | PRODUCT TRANSFER CONVEYOR TC-05-272 | 10049772
10062033 | PRODUCT TRANSFER CONVEYOR TC-05-273 | 10049772
10062034 | PRODUCT TRANSFER CONVEYOR TC-05-274 | 10049772
10062035 | PRODUCT TRANSFER CONVEYOR TC-05-275 | 10049772
10062036 | PRODUCT TRANSFER CONVEYOR TC-05-276 | 10049772
10062037 | PRODUCT TRANSFER CONVEYOR TC-05-277 | 10049772
10062038 | PRODUCT TRANSFER CONVEYOR TC-05-278 | 10049772
10062039 | PRODUCT TRANSFER CONVEYOR TC-05-279 | 10049772
10062040 | PRODUCT TRANSFER CONVEYOR TC-05-280 | 10049772
10062041 | PRODUCT TRANSFER CONVEYOR TC-05-281 | 10049772
10062042 | PRODUCT TRANSFER CONVEYOR TC-05-282 | 10049772
10062043 | PRODUCT TRANSFER CONVEYOR TC-05-283 | 10049772
10062044 | PRODUCT TRANSFER CONVEYOR TC-05-284 | 10049772
10062045 | PRODUCT TRANSFER CONVEYOR TC-05-285 | 10049772
10049796 | CCW WEIGHER PK5 5A1-2 |  | PI-TH-7151-FA-PK-05
10051037 | CHECK WEIGHER 5CW5 |  | PI-TH-7151-FA-PK-05
10051202 | CHECK WEIGHER 5CW2 |  | PI-TH-7151-FA-PK-05
10051506 | CCW WEIGHER PK5 5A7-8 |  | PI-TH-7151-FA-PK-05
10051516 | BAG MAKER 5A8 |  | PI-TH-7151-FA-PK-05
10051517 | BAG MAKER 5A7 |  | PI-TH-7151-FA-PK-05
10051619 | DISTRIBUTION CONVEYOR PK5 |  | PI-TH-7151-FA-PK-05
10049741 | DISTRIBUTION CONVEYOR DC-005-13 | 10051619
10049742 | DISTRIBUTION CONVEYOR DC-005-14 | 10051619
10049743 | DISTRIBUTION CONVEYOR DC-005-15 | 10051619
10049744 | DISTRIBUTION CONVEYOR DC-005-16 | 10051619
10049745 | DISTRIBUTION CONVEYOR DC-005-17 | 10051619
10049746 | DISTRIBUTION CONVEYOR DC-005-18 | 10051619
10049747 | DISTRIBUTION CONVEYOR DC-005-19 | 10051619
10049748 | DISTRIBUTION CONVEYOR DC-005-20 | 10051619
10049749 | DISTRIBUTION CONVEYOR DC-005-21 | 10051619
10049750 | DISTRIBUTION CONVEYOR DC-005-22 | 10051619
10049751 | DISTRIBUTION CONVEYOR DC-005-23 | 10051619
10049752 | DISTRIBUTION CONVEYOR DC-005-24 | 10051619
10049753 | DISTRIBUTION CONVEYOR DC-005-25 | 10051619
10049754 | DISTRIBUTION CONVEYOR DC-005-26 | 10051619
10051620 | DISTRIBUTION CONVEYOR DC-005-01 | 10051619
10051621 | DISTRIBUTION CONVEYOR DC-005-02 | 10051619
10051622 | DISTRIBUTION CONVEYOR DC-005-03 | 10051619
10051623 | DISTRIBUTION CONVEYOR DC-005-04 | 10051619
10051624 | DISTRIBUTION CONVEYOR DC-005-05 | 10051619
10051625 | DISTRIBUTION CONVEYOR DC-005-06 | 10051619
10051626 | DISTRIBUTION CONVEYOR DC-005-07 | 10051619
10051627 | DISTRIBUTION CONVEYOR DC-005-08 | 10051619
10051628 | DISTRIBUTION CONVEYOR DC-005-09 | 10051619
10051629 | DISTRIBUTION CONVEYOR DC-005-10 | 10051619
10051630 | DISTRIBUTION CONVEYOR DC-005-11 | 10051619
10051631 | DISTRIBUTION CONVEYOR DC-005-12 | 10051619
10051710 | BAG MAKER 5A4 |  | PI-TH-7151-FA-PK-05
10051713 | BAG MAKER 5A5 |  | PI-TH-7151-FA-PK-05
10051714 | BAG MAKER 5A6 |  | PI-TH-7151-FA-PK-05
10053052 | MANUAL SEAL 05-013 |  | PI-TH-7151-FA-PK-05
10053053 | MANUAL SEAL 05-014 |  | PI-TH-7151-FA-PK-05
10053054 | MANUAL SEAL 05-015 |  | PI-TH-7151-FA-PK-05
10053055 | MANUAL SEAL 05-016 |  | PI-TH-7151-FA-PK-05
10053056 | MANUAL SEAL 05-017 |  | PI-TH-7151-FA-PK-05
10053057 | MANUAL SEAL 05-027 |  | PI-TH-7151-FA-PK-05
10053293 | METAL DETECTOR 5A8 |  | PI-TH-7151-FA-PK-05
10053909 | METAL DETECTOR 5A5 |  | PI-TH-7151-FA-PK-05
10053910 | METAL DETECTOR 5A2 |  | PI-TH-7151-FA-PK-05
10053911 | METAL DETECTOR 5A4 |  | PI-TH-7151-FA-PK-05
10053912 | METAL DETECTOR 5A6 |  | PI-TH-7151-FA-PK-05
10053924 | METAL DETECTOR 5A3 |  | PI-TH-7151-FA-PK-05
10053926 | METAL DETECTOR 5A1 |  | PI-TH-7151-FA-PK-05
10055719 | CCW WEIGHER PK5 5A11-12 |  | PI-TH-7151-FA-PK-05
10055720 | CCW WEIGHER PK5 5A13-14 |  | PI-TH-7151-FA-PK-05
10055727 | METAL DETECTOR 5A11 |  | PI-TH-7151-FA-PK-05
10055728 | METAL DETECTOR 5A12 |  | PI-TH-7151-FA-PK-05
10055729 | METAL DETECTOR 5A13 |  | PI-TH-7151-FA-PK-05
10055730 | METAL DETECTOR 5A14 |  | PI-TH-7151-FA-PK-05
10055737 | BAG MAKER 5A11 |  | PI-TH-7151-FA-PK-05
10055738 | BAG MAKER 5A12 |  | PI-TH-7151-FA-PK-05
10055739 | BAG MAKER 5A13 |  | PI-TH-7151-FA-PK-05
10055740 | BAG MAKER 5A14 |  | PI-TH-7151-FA-PK-05
10056253 | CHECK WEIGHER 5CW3 |  | PI-TH-7151-FA-PK-05
10059640 | BAG MAKER 5A9 |  | PI-TH-7151-FA-PK-05
10059641 | BAG MAKER 5A10 |  | PI-TH-7151-FA-PK-05
10067260 | OUTER BAG 5OB1 |  | PI-TH-7151-FA-PK-05
10067261 | OUTER BAG 5OB2 |  | PI-TH-7151-FA-PK-05
10067262 | OUTER BAG 5OB3 |  | PI-TH-7151-FA-PK-05
10070389 | CCW-Weigher PK5 5A9-10 |  | PI-TH-7151-FA-PK-05
10070390 | CCW WEIGHER PK5 5A15-16 |  | PI-TH-7151-FA-PK-05
10070472 | BAG MAKER 5A15 |  | PI-TH-7151-FA-PK-05
10070473 | BAG MAKER 5A16 |  | PI-TH-7151-FA-PK-05
10070807 | METAL DETECTOR 5A9 |  | PI-TH-7151-FA-PK-05
10070808 | METAL DETECTOR 5A10 |  | PI-TH-7151-FA-PK-05
10070809 | METAL DETECTOR 5A15 |  | PI-TH-7151-FA-PK-05
10070810 | METAL DETECTOR 5A16 |  | PI-TH-7151-FA-PK-05
10072630 | ROBOT MACHINE 1 |  | PI-TH-7151-FA-PK-05
10072631 | ROBOT MACHINE 2 |  | PI-TH-7151-FA-PK-05
10072632 | ROBOT MACHINE 3 |  | PI-TH-7151-FA-PK-05
10072633 | ROBOT MACHINE 4 |  | PI-TH-7151-FA-PK-05
10072700 | CHECK WEIGHER 5CW1 |  | PI-TH-7151-FA-PK-05
10049892 | DISTRIBUTION CONVEYOR PK6 |  | PI-TH-7151-FA-PK-06
10049893 | DISTRIBUTION CONVEYOR DC-006-01 | 10049892
10049894 | DISTRIBUTION CONVEYOR DC-006-02 | 10049892
10049895 | DISTRIBUTION CONVEYOR DC-006-03 | 10049892
10049896 | DISTRIBUTION CONVEYOR DC-006-04 | 10049892
10049897 | DISTRIBUTION CONVEYOR DC-006-05 | 10049892
10049898 | DISTRIBUTION CONVEYOR DC-006-06 | 10049892
10049899 | DISTRIBUTION CONVEYOR DC-006-07 | 10049892
10049900 | DISTRIBUTION CONVEYOR DC-006-08 | 10049892
10049901 | DISTRIBUTION CONVEYOR DC-006-09 | 10049892
10049902 | DISTRIBUTION CONVEYOR DC-006-10 | 10049892
10049903 | DISTRIBUTION CONVEYOR DC-006-11 | 10049892
10049904 | DISTRIBUTION CONVEYOR DC-006-12 | 10049892
10049905 | DISTRIBUTION CONVEYOR DC-006-13 | 10049892
10049906 | DISTRIBUTION CONVEYOR DC-006-14 | 10049892
10049907 | DISTRIBUTION CONVEYOR DC-006-15 | 10049892
10049908 | DISTRIBUTION CONVEYOR DC-006-16 | 10049892
10049909 | DISTRIBUTION CONVEYOR DC-006-17 | 10049892
10049910 | DISTRIBUTION CONVEYOR DC-006-18 | 10049892
10049911 | DISTRIBUTION CONVEYOR DC-006-19 | 10049892
10049912 | DISTRIBUTION CONVEYOR DC-006-20 | 10049892
10049917 | METAL DETECTOR 6A12 |  | PI-TH-7151-FA-PK-06
10049918 | OUTER BAG 6OB1 |  | PI-TH-7151-FA-PK-06
10049919 | CHECK WEIGHER 6CW1 |  | PI-TH-7151-FA-PK-06
10049920 | CHECK WEIGHER 6CW2 |  | PI-TH-7151-FA-PK-06
10049921 | PRODUCT TRANSFER CONVEYOR PK6 |  | PI-TH-7151-FA-PK-06
10049923 | PRODUCT TRANSFER CONVEYOR TC-06-090 | 10049921
10049924 | PRODUCT TRANSFER CONVEYOR TC-06-091 | 10049921
10049926 | PRODUCT TRANSFER CONVEYOR TC-06-093 | 10049921
10049927 | PRODUCT TRANSFER CONVEYOR TC-06-094 | 10049921
10049928 | PRODUCT TRANSFER CONVEYOR TC-06-095 | 10049921
10049929 | PRODUCT TRANSFER CONVEYOR TC-06-096 | 10049921
10049930 | PRODUCT TRANSFER CONVEYOR TC-06-097 | 10049921
10049931 | PRODUCT TRANSFER CONVEYOR TC-06-098 | 10049921
10049932 | PRODUCT TRANSFER CONVEYOR TC-06-099 | 10049921
10049933 | PRODUCT TRANSFER CONVEYOR TC-06-100 | 10049921
10049934 | PRODUCT TRANSFER CONVEYOR TC-06-101 | 10049921
10049935 | PRODUCT TRANSFER CONVEYOR TC-06-102 | 10049921
10049936 | PRODUCT TRANSFER CONVEYOR TC-06-103 | 10049921
10049937 | PRODUCT TRANSFER CONVEYOR TC-06-104 | 10049921
10049938 | PRODUCT TRANSFER CONVEYOR TC-06-105 | 10049921
10051454 | PRODUCT TRANSFER CONVEYOR TC-06-106 | 10049921
10051455 | PRODUCT TRANSFER CONVEYOR TC-06-107 | 10049921
10051456 | PRODUCT TRANSFER CONVEYOR TC-06-108 | 10049921
10051457 | PRODUCT TRANSFER CONVEYOR TC-06-109 | 10049921
10051458 | PRODUCT TRANSFER CONVEYOR TC-06-110 | 10049921
10051459 | PRODUCT TRANSFER CONVEYOR TC-06-111 | 10049921
10051460 | PRODUCT TRANSFER CONVEYOR TC-06-112 | 10049921
10051461 | PRODUCT TRANSFER CONVEYOR TC-06-113 | 10049921
10051462 | PRODUCT TRANSFER CONVEYOR TC-06-114 | 10049921
10062046 | PRODUCT TRANSFER CONVEYOR TC-06-260 | 10049921
10062047 | PRODUCT TRANSFER CONVEYOR TC-06-261 | 10049921
10062048 | PRODUCT TRANSFER CONVEYOR TC-06-262 | 10049921
10062049 | PRODUCT TRANSFER CONVEYOR TC-06-263 | 10049921
10062050 | PRODUCT TRANSFER CONVEYOR TC-06-264 | 10049921
10062051 | PRODUCT TRANSFER CONVEYOR TC-06-265 | 10049921
10062052 | PRODUCT TRANSFER CONVEYOR TC-06-266 | 10049921
10062053 | PRODUCT TRANSFER CONVEYOR TC-06-267 | 10049921
10073109 | PRODUCT TRANSFER CONVEYOR TC-06-297 | 10049921
10073110 | PRODUCT TRANSFER CONVEYOR TC-06-298 | 10049921
10073111 | PRODUCT TRANSFER CONVEYOR TC-06-289 | 10049921
10073112 | PRODUCT TRANSFER CONVEYOR TC-06-290 | 10049921
10073113 | PRODUCT TRANSFER CONVEYOR TC-06-291 | 10049921
10073114 | PRODUCT TRANSFER CONVEYOR TC-06-292 | 10049921
10073115 | PRODUCT TRANSFER CONVEYOR TC-06-293 | 10049921
10073116 | PRODUCT TRANSFER CONVEYOR TC-06-294 | 10049921
10073117 | PRODUCT TRANSFER CONVEYOR TC-06-296 | 10049921
10073118 | PRODUCT TRANSFER CONVEYOR TC-06-288 | 10049921
10049982 | CASE TRANSFER CONVEYOR PK6 |  | PI-TH-7151-FA-PK-06
10049983 | CASE TRANSFER CONVEYOR 6-CC-058 | 10049982
10049984 | CASE TRANSFER CONVEYOR 6-CC-059 | 10049982
10049985 | CASE TRANSFER CONVEYOR 6-CC-060 | 10049982
10049986 | CASE TRANSFER CONVEYOR 6-CC-065 | 10049982
10050813 | CASE TRANSFER CONVEYOR 6-CC-076 | 10049982
10050814 | CASE TRANSFER CONVEYOR 6-CC-077 | 10049982
10050815 | CASE TRANSFER CONVEYOR 6-CC-078 | 10049982
10050816 | CASE TRANSFER CONVEYOR 6-CC-079 | 10049982
10050817 | CASE TRANSFER CONVEYOR 6-CC-080 | 10049982
10050818 | CASE TRANSFER CONVEYOR 6-CC-081 | 10049982
10050819 | CASE TRANSFER CONVEYOR 6-CC-082 | 10049982
10050820 | CASE TRANSFER CONVEYOR 6-CC-083 | 10049982
10050821 | CASE TRANSFER CONVEYOR 6-CC-084 | 10049982
10050822 | CASE TRANSFER CONVEYOR 6-CC-085 | 10049982
10050823 | CASE TRANSFER CONVEYOR 6-CC-086 | 10049982
10050824 | CASE TRANSFER CONVEYOR 6-CC-087 | 10049982
10050825 | CASE TRANSFER CONVEYOR 6-CC-088 | 10049982
10050826 | CASE TRANSFER CONVEYOR 6-CC-089 | 10049982
10050827 | CASE TRANSFER CONVEYOR 6-CC-090 | 10049982
10050828 | CASE TRANSFER CONVEYOR 6-CC-091 | 10049982
10050829 | CASE TRANSFER CONVEYOR 6-CC-092 | 10049982
10050830 | CASE TRANSFER CONVEYOR 6-CC-148 | 10049982
10073093 | CASE TRANSFER CONVEYOR 6-CC-195 | 10049982
10073094 | CASE TRANSFER CONVEYOR 6-CC-203 | 10049982
10073095 | CASE TRANSFER CONVEYOR 6-CC-204 | 10049982
10073096 | CASE TRANSFER CONVEYOR 6-CC-205 | 10049982
10073097 | CASE TRANSFER CONVEYOR 6-CC-206 | 10049982
10073098 | CASE TRANSFER CONVEYOR 6-CC-207 | 10049982
10051298 | CCW WEIGHER PK6 6A9-10 |  | PI-TH-7151-FA-PK-06
10051299 | CCW WEIGHER PK6 6A11-12 |  | PI-TH-7151-FA-PK-06
10051308 | BAG MAKER 6A9 |  | PI-TH-7151-FA-PK-06
10051309 | BAG MAKER 6A10 |  | PI-TH-7151-FA-PK-06
10051310 | BAG MAKER 6A11 |  | PI-TH-7151-FA-PK-06
10051311 | BAG MAKER 6A12 |  | PI-TH-7151-FA-PK-06
10052699 | CASE SEALER PK6 lane 1 |  | PI-TH-7151-FA-PK-06
10053058 | MANUAL SEAL 06-018 |  | PI-TH-7151-FA-PK-06
10053059 | MANUAL SEAL 06-019 |  | PI-TH-7151-FA-PK-06
10053060 | MANUAL SEAL 06-020 |  | PI-TH-7151-FA-PK-06
10053061 | MANUAL SEAL 06-021 |  | PI-TH-7151-FA-PK-06
10053062 | MANUAL SEAL 06-022 |  | PI-TH-7151-FA-PK-06
10053063 | MANUAL SEAL 06-028 |  | PI-TH-7151-FA-PK-06
10059658 | METAL DETECTOR 6A10 |  | PI-TH-7151-FA-PK-06
10059659 | METAL DETECTOR 6A11 |  | PI-TH-7151-FA-PK-06
10070537 | Case sealer PK6 Lane 2 |  | PI-TH-7151-FA-PK-06
10070818 | METAL DETECTOR 6A9 |  | PI-TH-7151-FA-PK-06
10070819 | BAG IN BOX |  | PI-TH-7151-FA-PK-06
10049991 | AUTO CASE SEALER Lane 1 |  | PI-TH-7151-FA-PK-CZ
10049992 | AUTO CASE SEALER Lane 3 |  | PI-TH-7151-FA-PK-CZ
10049993 | AUTO CASE SEALER Lane 5 |  | PI-TH-7151-FA-PK-CZ
10049995 | AUTO CASE SEALER Lane 2 |  | PI-TH-7151-FA-PK-CZ
10049996 | SWITCHING CONVEYOR SW-001 |  | PI-TH-7151-FA-PK-CZ
10049997 | X-RAY XY-001 |  | PI-TH-7151-FA-PK-CZ
10049998 | X-RAY XY-002 |  | PI-TH-7151-FA-PK-CZ
10051463 | CASE TRANSFER CONVEYOR CASE ZONE |  | PI-TH-7151-FA-PK-CZ
10049939 | CASE TRANSFER CONVEYOR CZ-CC-108 | 10051463
10049940 | CASE TRANSFER CONVEYOR CZ-CC-109 | 10051463
10049941 | CASE TRANSFER CONVEYOR CZ-CC-110 | 10051463
10049942 | CASE TRANSFER CONVEYOR CZ-CC-111 | 10051463
10049945 | CASE TRANSFER CONVEYOR CZ-CC-114 | 10051463
10049947 | CASE TRANSFER CONVEYOR CZ-CC-117 | 10051463
10049948 | CASE TRANSFER CONVEYOR CZ-CC-118 | 10051463
10049949 | CASE TRANSFER CONVEYOR CZ-CC-119 | 10051463
10049950 | CASE TRANSFER CONVEYOR CZ-CC-121 | 10051463
10049951 | CASE TRANSFER CONVEYOR CZ-CC-122 | 10051463
10049953 | CASE TRANSFER CONVEYOR CZ-CC-124 | 10051463
10049955 | CASE TRANSFER CONVEYOR CZ-CC-126 | 10051463
10049956 | CASE TRANSFER CONVEYOR CZ-CC-191 | 10051463
10049958 | CASE TRANSFER CONVEYOR CZ-CC-129 | 10051463
10049960 | CASE TRANSFER CONVEYOR CZ-CC-131 | 10051463
10049961 | CASE TRANSFER CONVEYOR CZ-CC-132 | 10051463
10049962 | CASE TRANSFER CONVEYOR CZ-CC-133 | 10051463
10051465 | CASE TRANSFER CONVEYOR CZ-CC-095 | 10051463
10051467 | CASE TRANSFER CONVEYOR CZ-CC-097 | 10051463
10051468 | CASE TRANSFER CONVEYOR CZ-CC-098 | 10051463
10051470 | CASE TRANSFER CONVEYOR CZ-CC-100 | 10051463
10051472 | CASE TRANSFER CONVEYOR CZ-CC-102 | 10051463
10051473 | CASE TRANSFER CONVEYOR CZ-CC-103 | 10051463
10051474 | CASE TRANSFER CONVEYOR CZ-CC-104 | 10051463
10051475 | CASE TRANSFER CONVEYOR CZ-CC-116 | 10051463
10051476 | CASE TRANSFER CONVEYOR CZ-CC-182 | 10051463
10051660 | CASE TRANSFER CONVEYOR CZ-CC-135 | 10051463
10051661 | CASE TRANSFER CONVEYOR CZ-CC-136 | 10051463
10051662 | CASE TRANSFER CONVEYOR CZ-CC-137 | 10051463
10051664 | CASE TRANSFER CONVEYOR CZ-CC-140 | 10051463
10051666 | CASE TRANSFER CONVEYOR CZ-CC-142 | 10051463
10051667 | CASE TRANSFER CONVEYOR CZ-CC-143 | 10051463
10051668 | CASE TRANSFER CONVEYOR CZ-CC-144 | 10051463
10051669 | CASE TRANSFER CONVEYOR CZ-CC-145 | 10051463
10051670 | CASE TRANSFER CONVEYOR CZ-CC-146 | 10051463
10051671 | CASE TRANSFER CONVEYOR CZ-CC-147 | 10051463
10051673 | CASE TRANSFER CONVEYOR CZ-CC-150 | 10051463
10051675 | CASE TRANSFER CONVEYOR CZ-CC-152 | 10051463
10052926 | CASE TRANSFER CONVEYOR CZ-CC-189 | 10051463
10052963 | CASE TRANSFER CONVEYOR CZ-CC-170 | 10051463
10052964 | CASE TRANSFER CONVEYOR CZ-CC-171 | 10051463
10052965 | CASE TRANSFER CONVEYOR CZ-CC-190 | 10051463
10052966 | CASE TRANSFER CONVEYOR CZ-CC-120 | 10051463
10052967 | CASE TRANSFER CONVEYOR CZ-CC-157 | 10051463
10052968 | CASE TRANSFER CONVEYOR CZ-CC-158 | 10051463
10052969 | CASE TRANSFER CONVEYOR CZ-CC-159 | 10051463
10052970 | CASE TRANSFER CONVEYOR CZ-CC-160 | 10051463
10052971 | CASE TRANSFER CONVEYOR CZ-CC-161 | 10051463
10052972 | CASE TRANSFER CONVEYOR CZ-CC-162 | 10051463
10052973 | CASE TRANSFER CONVEYOR CZ-CC-163 | 10051463
10052974 | CASE TRANSFER CONVEYOR CZ-CC-164 | 10051463
10052975 | CASE TRANSFER CONVEYOR CZ-CC-165 | 10051463
10055784 | CASE TRANSFER CONVEYOR CZ-CC-176 | 10051463
10055785 | CASE TRANSFER CONVEYOR CZ-CC-177 | 10051463
10055786 | CASE TRANSFER CONVEYOR CZ-CC-178 | 10051463
10055787 | CASE TRANSFER CONVEYOR CZ-CC-188 | 10051463
10055788 | CASE TRANSFER CONVEYOR CZ-CC-180 | 10051463
10055789 | CASE TRANSFER CONVEYOR CZ-CC-181 | 10051463
10073099 | CASE TRANSFER CONVEYOR CZ-CC-192 | 10051463
10073100 | CASE TRANSFER CONVEYOR CZ-CC-193 | 10051463
10073101 | CASE TRANSFER CONVEYOR CZ-CC-194 | 10051463
10073102 | CASE TRANSFER CONVEYOR CZ-CC-196 | 10051463
10073103 | CASE TRANSFER CONVEYOR CZ-CC-197 | 10051463
10073104 | CASE TRANSFER CONVEYOR CZ-CC-198 | 10051463
10073105 | CASE TRANSFER CONVEYOR CZ-CC-199 | 10051463
10073106 | CASE TRANSFER CONVEYOR CZ-CC-200 | 10051463
10073107 | CASE TRANSFER CONVEYOR CZ-CC-201 | 10051463
10073108 | CASE TRANSFER CONVEYOR CZ-CC-202 | 10051463
10052565 | X-RAY XY-003 |  | PI-TH-7151-FA-PK-CZ
10052724 | CHECK WEIGHER CW-011 |  | PI-TH-7151-FA-PK-CZ
10052725 | CHECK WEIGHER CW-012 |  | PI-TH-7151-FA-PK-CZ
10052726 | CHECK WEIGHER CW-013 |  | PI-TH-7151-FA-PK-CZ
10052727 | CHECK WEIGHER CW-014 |  | PI-TH-7151-FA-PK-CZ
10052728 | CHECK WEIGHER CW-015 |  | PI-TH-7151-FA-PK-CZ
10052729 | CHECK WEIGHER CW-016 |  | PI-TH-7151-FA-PK-CZ
10052730 | CHECK WEIGHER CW-017 |  | PI-TH-7151-FA-PK-CZ
10052731 | CHECK WEIGHER CW-018 |  | PI-TH-7151-FA-PK-CZ
10055783 | CHECK WEIGHER CW-019 |  | PI-TH-7151-FA-PK-CZ
10070539 | CASE SEALER lane 4 |  | PI-TH-7151-FA-PK-CZ
10070540 | CASE SEALER lane 6 |  | PI-TH-7151-FA-PK-CZ
10070541 | CASE SEALER lane 7 |  | PI-TH-7151-FA-PK-CZ
10070542 | CASE SEALER lane 8 |  | PI-TH-7151-FA-PK-CZ
10070543 | CASE SEALER lane 9 |  | PI-TH-7151-FA-PK-CZ
10070544 | X-RAY XY-004 |  | PI-TH-7151-FA-PK-CZ
10050008 | ERECTOR ET-001 |  | PI-TH-7151-FA-PK-PH
10050009 | ERECTOR ET-002 |  | PI-TH-7151-FA-PK-PH
10050010 | ERECTOR ET-003 |  | PI-TH-7151-FA-PK-PH
10051676 | CASE TRANSFER CONVEYOR PACKING HALL |  | PI-TH-7151-FA-PK-PH
10049943 | CASE TRANSFER CONVEYOR PH-CC-112 | 10051676
10052924 | CASE TRANSFER CONVEYOR PH-CC-063 | 10051676
10052927 | CASE TRANSFER CONVEYOR PH-CC-139 | 10051676
10052928 | CASE TRANSFER CONVEYOR PH-CC-141 | 10051676
10052956 | CASE TRANSFER CONVEYOR PH-CC-166 | 10051676
10052957 | CASE TRANSFER CONVEYOR PH-CC-167 | 10051676
10052958 | CASE TRANSFER CONVEYOR PH-CC-168 | 10051676
10052959 | CASE TRANSFER CONVEYOR PH-CC-169 | 10051676
10052960 | CASE TRANSFER CONVEYOR PH-CC-173 | 10051676
10052976 | CASE TRANSFER CONVEYOR PH-CC-183 | 10051676
10073089 | CASE TRANSFER CONVEYOR PH-CC-184 | 10051676
10073090 | CASE TRANSFER CONVEYOR PH-CC-185 | 10051676
10073091 | CASE TRANSFER CONVEYOR PH-CC-186 | 10051676
10073092 | CASE TRANSFER CONVEYOR PH-CC-187 | 10051676
10049755 | CCW WEIGHER PK5 5A1-2 |  | PI-TH-7151-FA-PK-SC
10049757 | CCW WEIGHER PK5 5T5-6 |  | PI-TH-7151-FA-PK-SC
10049760 | CCW WEIGHER PK5 5F11-12 |  | PI-TH-7151-FA-PK-SC
10049761 | CCW WEIGHER PK5 5F13-14 |  | PI-TH-7151-FA-PK-SC
10049762 | CCW WEIGHER PK5 5F15-16 |  | PI-TH-7151-FA-PK-SC
10049801 | CCW WEIGHER PK1 1A1-2 |  | PI-TH-7151-FA-PK-SC
10049802 | BAG MAKER 1A1 |  | PI-TH-7151-FA-PK-SC
10049803 | BAG MAKER 1A2 |  | PI-TH-7151-FA-PK-SC
10049804 | BAG MAKER 1A3 |  | PI-TH-7151-FA-PK-SC
10049805 | BAG MAKER 1A4 |  | PI-TH-7151-FA-PK-SC
10049880 | CCW WEIGHER PK1 1A3-4 |  | PI-TH-7151-FA-PK-SC
10049884 | BAG MAKER 3F2 |  | PI-TH-7151-FA-PK-SC
10049888 | BAG MAKER 3T11 |  | PI-TH-7151-FA-PK-SC
10049889 | BAG MAKER 3T12 |  | PI-TH-7151-FA-PK-SC
10049913 | CCW WEIGHER PK1 1A5-6 |  | PI-TH-7151-FA-PK-SC
10049944 | CASE TRANSFER CONVEYOR CC-113 |  | PI-TH-7151-FA-PK-SC
10049946 | CASE TRANSFER CONVEYOR CC-115 |  | PI-TH-7151-FA-PK-SC
10049952 | CASE TRANSFER CONVEYOR CC-123 |  | PI-TH-7151-FA-PK-SC
10049954 | CASE TRANSFER CONVEYOR CC-125 |  | PI-TH-7151-FA-PK-SC
10049957 | CASE TRANSFER CONVEYOR CC-128 |  | PI-TH-7151-FA-PK-SC
10049959 | CASE TRANSFER CONVEYOR CC-130 |  | PI-TH-7151-FA-PK-SC
10049965 | CASE TRANSFER CONVEYOR CC-009 |  | PI-TH-7151-FA-PK-SC
10049966 | CASE TRANSFER CONVEYOR CC-010 |  | PI-TH-7151-FA-PK-SC
10049967 | CASE TRANSFER CONVEYOR CC-011 |  | PI-TH-7151-FA-PK-SC
10049968 | CASE TRANSFER CONVEYOR CC-036 |  | PI-TH-7151-FA-PK-SC
10050858 | STAX LABELER SL-001 |  | PI-TH-7151-FA-PK-SC
10050859 | STAX LABELER SL-002 |  | PI-TH-7151-FA-PK-SC
10050870 | STAX TRANSFER CONVEYOR ST-002 |  | PI-TH-7151-FA-PK-SC
10050871 | STAX TRANSFER CONVEYOR ST-003 |  | PI-TH-7151-FA-PK-SC
10050872 | STAX TRANSFER CONVEYOR ST-004 |  | PI-TH-7151-FA-PK-SC
10050873 | STAX TRANSFER CONVEYOR ST-005 |  | PI-TH-7151-FA-PK-SC
10050874 | STAX TRANSFER CONVEYOR ST-006 |  | PI-TH-7151-FA-PK-SC
10050875 | STAX TRANSFER CONVEYOR ST-007 |  | PI-TH-7151-FA-PK-SC
10050876 | STAX TRANSFER CONVEYOR ST-008 |  | PI-TH-7151-FA-PK-SC
10050877 | STAX TRANSFER CONVEYOR ST-009 |  | PI-TH-7151-FA-PK-SC
10050878 | STAX TRANSFER CONVEYOR ST-010 |  | PI-TH-7151-FA-PK-SC
10051079 | CCW WEIGHER PK2 3F3-4 |  | PI-TH-7151-FA-PK-SC
10051080 | CCW WEIGHER PK3 3F5-6 |  | PI-TH-7151-FA-PK-SC
10051089 | BAG MAKER 3F5 |  | PI-TH-7151-FA-PK-SC
10051090 | BAG MAKER 3F1 |  | PI-TH-7151-FA-PK-SC
10051313 | METAL DETECTOR 1A6 |  | PI-TH-7151-FA-PK-SC
10051509 | CCW WEIGHER PK4 4F11-12 |  | PI-TH-7151-FA-PK-SC
10051510 | CCW WEIGHER PK4 4F13-14 |  | PI-TH-7151-FA-PK-SC
10051511 | CCW WEIGHER PK4 4F15-16 |  | PI-TH-7151-FA-PK-SC
10051522 | BAG MAKER 4F11 |  | PI-TH-7151-FA-PK-SC
10051523 | BAG MAKER 4F12 |  | PI-TH-7151-FA-PK-SC
10051524 | BAG MAKER 4F13 |  | PI-TH-7151-FA-PK-SC
10051525 | BAG MAKER 4F14 |  | PI-TH-7151-FA-PK-SC
10051526 | BAG MAKER 4F15 |  | PI-TH-7151-FA-PK-SC
10051527 | BAG MAKER 4F16 |  | PI-TH-7151-FA-PK-SC
10051711 | BAG MAKER 5T5 |  | PI-TH-7151-FA-PK-SC
10051712 | BAG MAKER 5T6 |  | PI-TH-7151-FA-PK-SC
10051717 | BAG MAKER 5F11 |  | PI-TH-7151-FA-PK-SC
10051718 | BAG MAKER 5F12 |  | PI-TH-7151-FA-PK-SC
10051720 | BAG MAKER 5F14 |  | PI-TH-7151-FA-PK-SC
10051721 | BAG MAKER 5F15 |  | PI-TH-7151-FA-PK-SC
10052718 | STAX DATE CODER SI-001 |  | PI-TH-7151-FA-PK-SC
10052719 | STAX DATE CODER SI-002 |  | PI-TH-7151-FA-PK-SC
10052720 | STAX DATE CODER SI-003 |  | PI-TH-7151-FA-PK-SC
10054145 | METAL DETECTOR SCRAP |  | PI-TH-7151-FA-PK-SC
10049716 | METAL DETECTOR MD-013 | 10054145
10049717 | METAL DETECTOR MD-037 | 10054145
10049720 | METAL DETECTOR MD-040 | 10054145
10049721 | METAL DETECTOR MD-041 | 10054145
10049722 | METAL DETECTOR MD-042 | 10054145
10049724 | METAL DETECTOR MD-044 | 10054145
10049725 | METAL DETECTOR MD-045 | 10054145
10049726 | METAL DETECTOR MD-046 | 10054145
10049727 | METAL DETECTOR MD-009 | 10054145
10049728 | METAL DETECTOR MD-038 | 10054145
10049729 | METAL DETECTOR 4F16 | 10054145
10049766 | METAL DETECTOR 5F13 | 10054145
10049767 | METAL DETECTOR 5F14 | 10054145
10049768 | METAL DETECTOR 5F15 | 10054145
10049769 | METAL DETECTOR 5F16 | 10054145
10049840 | METAL DETECTOR 2A4 | 10054145
10049841 | METAL DETECTOR MD-018 | 10054145
10049842 | METAL DETECTOR 2A2 | 10054145
10049843 | METAL DETECTOR MD-020 | 10054145
10049844 | METAL DETECTOR MD-021 | 10054145
10049845 | METAL DETECTOR 4F14 | 10054145
10049846 | METAL DETECTOR 4F9 | 10054145
10049847 | METAL DETECTOR 3F7 | 10054145
10049848 | METAL DETECTOR 2A11 | 10054145
10050002 | METAL DETECTOR PELLET PROCESS MD-075 | 10054145
10051022 | METAL DETECTOR 1F15 | 10054145
10051023 | METAL DETECTOR 1A3 | 10054145
10051024 | METAL DETECTOR 5F12 | 10054145
10051025 | METAL DETECTOR 1A13 | 10054145
10051026 | METAL DETECTOR 1A14 | 10054145
10051027 | METAL DETECTOR MD-007 | 10054145
10051028 | METAL DETECTOR 1A8 | 10054145
10051030 | METAL DETECTOR MD-010 | 10054145
10051031 | METAL DETECTOR 1A2 | 10054145
10051032 | METAL DETECTOR MD-047 | 10054145
10051033 | METAL DETECTOR | 10054145
10051034 | METAL DETECTOR 1A12 | 10054145
10051094 | METAL DETECTOR MD-015 | 10054145
10051192 | METAL DETECTOR 3F3 | 10054145
10051193 | METAL DETECTOR MD-028 | 10054145
10051194 | METAL DETECTOR 3F1 | 10054145
10051195 | METAL DETECTOR 3F2 | 10054145
10051196 | METAL DETECTOR MD-031 | 10054145
10051197 | METAL DETECTOR 4F12 | 10054145
10051198 | METAL DETECTOR MD-034 | 10054145
10051312 | METAL DETECTOR 1A5 | 10054145
10051319 | METAL DETECTOR MD-073 | 10054145
10051528 | METAL DETECTOR 4A1 | 10054145
10051529 | METAL DETECTOR 4A2 | 10054145
10051724 | METAL DETECTOR 5A2 | 10054145
10051725 | METAL DETECTOR MD-054 | 10054145
10051726 | METAL DETECTOR 5A4 | 10054145
10051727 | METAL DETECTOR 5T5 | 10054145
10051728 | METAL DETECTOR 5T6 | 10054145
10051729 | METAL DETECTOR 5A7 | 10054145
10051730 | METAL DETECTOR 5A8 | 10054145
10051731 | METAL DETECTOR MD-051 | 10054145
10051732 | METAL DETECTOR 5A10 | 10054145
10051733 | METAL DETECTOR 5F11 | 10054145
10051734 | METAL DETECTOR 5F12 | 10054145
10054146 | PRODUCT TRANSFER CONVEYOR SCRAP |  | PI-TH-7151-FA-PK-SC
10049735 | PRODUCT TRANSFER CONVEYOR TC-060 | 10054146
10049736 | PRODUCT TRANSFER CONVEYOR TC-061 | 10054146
10049737 | PRODUCT TRANSFER CONVEYOR TC-062 | 10054146
10049738 | PRODUCT TRANSFER CONVEYOR TC-063 | 10054146
10049739 | PRODUCT TRANSFER CONVEYOR TC-064 | 10054146
10049740 | PRODUCT TRANSFER CONVEYOR TC-065 | 10054146
10049773 | PRODUCT TRANSFER CONVEYOR TC-073 | 10054146
10049774 | PRODUCT TRANSFER CONVEYOR TC-074 | 10054146
10049775 | PRODUCT TRANSFER CONVEYOR TC-075 | 10054146
10049776 | PRODUCT TRANSFER CONVEYOR TC-076 | 10054146
10049777 | PRODUCT TRANSFER CONVEYOR TC-077 | 10054146
10049779 | PRODUCT TRANSFER CONVEYOR TC-05-079 | 10054146
10049780 | PRODUCT TRANSFER CONVEYOR TC-080 | 10054146
10049781 | PRODUCT TRANSFER CONVEYOR TC-081 | 10054146
10049782 | PRODUCT TRANSFER CONVEYOR TC-082 | 10054146
10049783 | PRODUCT TRANSFER CONVEYOR TC-083 | 10054146
10049784 | PRODUCT TRANSFER CONVEYOR TC-084 | 10054146
10049785 | PRODUCT TRANSFER CONVEYOR TC-085 | 10054146
10049786 | PRODUCT TRANSFER CONVEYOR TC-086 | 10054146
10049787 | PRODUCT TRANSFER CONVEYOR TC-087 | 10054146
10049788 | PRODUCT TRANSFER CONVEYOR TC-088 | 10054146
10049789 | PRODUCT TRANSFER CONVEYOR TC-122 | 10054146
10049823 | PRODUCT TRANSFER CONVEYOR TC-01-138 | 10054146
10049854 | PRODUCT TRANSFER CONVEYOR TC-016 | 10054146
10049855 | PRODUCT TRANSFER CONVEYOR TC-017 | 10054146
10049856 | PRODUCT TRANSFER CONVEYOR TC-018 | 10054146
10049857 | PRODUCT TRANSFER CONVEYOR TC-019 | 10054146
10049858 | PRODUCT TRANSFER CONVEYOR TC-020 | 10054146
10049859 | PRODUCT TRANSFER CONVEYOR TC-021 | 10054146
10049860 | PRODUCT TRANSFER CONVEYOR TC-022 | 10054146
10049861 | PRODUCT TRANSFER CONVEYOR TC-023 | 10054146
10049862 | PRODUCT TRANSFER CONVEYOR TC-024 | 10054146
10049863 | PRODUCT TRANSFER CONVEYOR TC-025 | 10054146
10049864 | PRODUCT TRANSFER CONVEYOR TC-026 | 10054146
10049890 | PRODUCT TRANSFER CONVEYOR TC-056 | 10054146
10049969 | CASE TRANSFER CONVEYOR CC-037 | 10054146
10049970 | CASE TRANSFER CONVEYOR CC-038 | 10054146
10049971 | CASE TRANSFER CONVEYOR CC-039 | 10054146
10049972 | CASE TRANSFER CONVEYOR CC-048 | 10054146
10049973 | CASE TRANSFER CONVEYOR CC-049 | 10054146
10049974 | CASE TRANSFER CONVEYOR CC-050 | 10054146
10049975 | CASE TRANSFER CONVEYOR CC-051 | 10054146
10049976 | CASE TRANSFER CONVEYOR CC-072 | 10054146
10049977 | CASE TRANSFER CONVEYOR CC-093 | 10054146
10049978 | CASE TRANSFER CONVEYOR CC-153 | 10054146
10049979 | CASE TRANSFER CONVEYOR CC-154 | 10054146
10049980 | CASE TRANSFER CONVEYOR CC-155 | 10054146
10049981 | CASE TRANSFER CONVEYOR CC-156 | 10054146
10050809 | CASE TRANSFER CONVEYOR CC-071 | 10054146
10051040 | PRODUCT TRANSFER CONVEYOR TC-002 | 10054146
10051042 | PRODUCT TRANSFER CONVEYOR TC-007 | 10054146
10051043 | PRODUCT TRANSFER CONVEYOR TC-008 | 10054146
10051118 | PRODUCT TRANSFER CONVEYOR TC-027 | 10054146
10051119 | PRODUCT TRANSFER CONVEYOR TC-028 | 10054146
10051120 | PRODUCT TRANSFER CONVEYOR TC-029 | 10054146
10051121 | PRODUCT TRANSFER CONVEYOR TC-030 | 10054146
10051122 | PRODUCT TRANSFER CONVEYOR TC-031 | 10054146
10051123 | PRODUCT TRANSFER CONVEYOR TC-032 | 10054146
10051124 | PRODUCT TRANSFER CONVEYOR TC-033 | 10054146
10051125 | PRODUCT TRANSFER CONVEYOR TC-034 | 10054146
10051126 | PRODUCT TRANSFER CONVEYOR TC-035 | 10054146
10051127 | PRODUCT TRANSFER CONVEYOR TC-036 | 10054146
10051128 | PRODUCT TRANSFER CONVEYOR TC-037 | 10054146
10051129 | PRODUCT TRANSFER CONVEYOR TC-038 | 10054146
10051130 | PRODUCT TRANSFER CONVEYOR TC-039 | 10054146
10051131 | PRODUCT TRANSFER CONVEYOR TC-040 | 10054146
10051132 | PRODUCT TRANSFER CONVEYOR TC-041 | 10054146
10051204 | PRODUCT TRANSFER CONVEYOR TC-043 | 10054146
10051205 | PRODUCT TRANSFER CONVEYOR TC-044 | 10054146
10051207 | PRODUCT TRANSFER CONVEYOR TC-046 | 10054146
10051208 | PRODUCT TRANSFER CONVEYOR TC-047 | 10054146
10051209 | PRODUCT TRANSFER CONVEYOR TC-048 | 10054146
10051210 | PRODUCT TRANSFER CONVEYOR TC-049 | 10054146
10051211 | PRODUCT TRANSFER CONVEYOR TC-050 | 10054146
10051212 | PRODUCT TRANSFER CONVEYOR TC-051 | 10054146
10051213 | PRODUCT TRANSFER CONVEYOR TC-052 | 10054146
10051464 | CASE TRANSFER CONVEYOR CC-094 | 10054146
10051466 | CASE TRANSFER CONVEYOR CC-096 | 10054146
10051469 | CASE TRANSFER CONVEYOR CC-099 | 10054146
10051471 | CASE TRANSFER CONVEYOR CC-101 | 10054146
10051477 | CASE TRANSFER CONVEYOR CC-107 | 10054146
10051607 | PRODUCT TRANSFER CONVEYOR TC-066 | 10054146
10051608 | PRODUCT TRANSFER CONVEYOR TC-067 | 10054146
10051609 | PRODUCT TRANSFER CONVEYOR TC-068 | 10054146
10051610 | PRODUCT TRANSFER CONVEYOR TC-04-069 | 10054146
10051611 | PRODUCT TRANSFER CONVEYOR TC-04-070 | 10054146
10051612 | PRODUCT TRANSFER CONVEYOR TC-04-071 | 10054146
10051613 | PRODUCT TRANSFER CONVEYOR TC-04-072 | 10054146
10051614 | PRODUCT TRANSFER CONVEYOR TC-115 | 10054146
10051615 | PRODUCT TRANSFER CONVEYOR TC-116 | 10054146
10051616 | PRODUCT TRANSFER CONVEYOR TC-117 | 10054146
10051617 | PRODUCT TRANSFER CONVEYOR TC-01-123 | 10054146
10051618 | PRODUCT TRANSFER CONVEYOR TC-01-124 | 10054146
10051659 | CASE TRANSFER CONVEYOR CC-134 | 10054146
10051663 | CASE TRANSFER CONVEYOR CC-139 | 10054146
10051665 | CASE TRANSFER CONVEYOR CC-141 | 10054146
10051672 | CASE TRANSFER CONVEYOR CC-149 | 10054146
10051674 | CASE TRANSFER CONVEYOR CC-151 | 10054146
10052907 | PRODUCT TRANSFER CONVEYOR TC-183 | 10054146
10052909 | PRODUCT TRANSFER CONVEYOR TC-138 | 10054146
10052920 | PRODUCT TRANSFER CONVEYOR TC-185 | 10054146
10052929 | CASE TRANSFER CONVEYOR CC-161 | 10054146
10052930 | CASE TRANSFER CONVEYOR CC-162 | 10054146
10052931 | CASE TRANSFER CONVEYOR CC-163 | 10054146
10052932 | CASE TRANSFER CONVEYOR CC-164 | 10054146
10052933 | CASE TRANSFER CONVEYOR CC-165 | 10054146
10052934 | CASE TRANSFER CONVEYOR CC-067 | 10054146
10052935 | CASE TRANSFER CONVEYOR CC-068 | 10054146
10052936 | CASE TRANSFER CONVEYOR CC-069 | 10054146
10052937 | CASE TRANSFER CONVEYOR CC-070 | 10054146
10052977 | CASE TRANSFER CONVEYOR CC-120 | 10054146
10053183 | PRODUCT TRANSFER CONVEYOR TC-05-188 | 10054146
10053185 | PRODUCT TRANSFER CONVEYOR TC-05-190 | 10054146
10053188 | PRODUCT TRANSFER CONVEYOR TC-05-193 | 10054146
10053190 | PRODUCT TRANSFER CONVEYOR TC-05-195 | 10054146
10053784 | PRODUCT TRANSFER CONVEYOR TC-01-217 | 10054146
10055708 | PRODUCT TRANSFER CONVEYOR TC-05-250 | 10054146
10055712 | PRODUCT TRANSFER CONVEYOR TC-05-254 | 10054146
10055714 | PRODUCT TRANSFER CONVEYOR TC-05-256 | 10054146
10050856 | STAX DEPALLETIZER SD-001 |  | PI-TH-7151-FA-PK-ST
10050857 | STAX DEPALLETIZER SD-002 |  | PI-TH-7151-FA-PK-ST
10050860 | STAX SHRINK SS-001 |  | PI-TH-7151-FA-PK-ST
10050861 | STAX SHRINK SS-002 |  | PI-TH-7151-FA-PK-ST
10050862 | STAX SHRINK SS-003 |  | PI-TH-7151-FA-PK-ST
10050863 | HORIZONTAL BAGMAKER HB-001 |  | PI-TH-7151-FA-PK-ST
10050864 | HORIZONTAL BAGMAKER HB-002 |  | PI-TH-7151-FA-PK-ST
10050865 | STAX CLOSER SC-001 |  | PI-TH-7151-FA-PK-ST
10050866 | STAX CLOSER SC-002 |  | PI-TH-7151-FA-PK-ST
10050867 | STAX BUNDLE SB-001 |  | PI-TH-7151-FA-PK-ST
10050868 | STAX TRANSFER CONVEYOR |  | PI-TH-7151-FA-PK-ST
10050011 | STAX TRANSFER CONVEYOR ST-013 | 10050868
10050012 | STAX TRANSFER CONVEYOR ST-014 | 10050868
10050013 | STAX TRANSFER CONVEYOR ST-015 | 10050868
10050014 | STAX TRANSFER CONVEYOR ST-016 | 10050868
10050015 | STAX TRANSFER CONVEYOR ST-017 | 10050868
10050016 | STAX TRANSFER CONVEYOR ST-018 | 10050868
10050017 | STAX TRANSFER CONVEYOR ST-019 | 10050868
10050018 | STAX TRANSFER CONVEYOR ST-020 | 10050868
10050019 | STAX TRANSFER CONVEYOR ST-021 | 10050868
10050020 | STAX TRANSFER CONVEYOR ST-022 | 10050868
10050021 | STAX TRANSFER CONVEYOR ST-023 | 10050868
10050022 | STAX TRANSFER CONVEYOR ST-024 | 10050868
10050023 | STAX TRANSFER CONVEYOR ST-025 | 10050868
10050024 | STAX TRANSFER CONVEYOR ST-026 | 10050868
10050025 | STAX TRANSFER CONVEYOR ST-027 | 10050868
10050026 | STAX TRANSFER CONVEYOR ST-028 | 10050868
10050027 | STAX TRANSFER CONVEYOR ST-029 | 10050868
10050028 | STAX TRANSFER CONVEYOR ST-030 | 10050868
10050029 | STAX TRANSFER CONVEYOR ST-031 | 10050868
10050030 | STAX TRANSFER CONVEYOR ST-032 | 10050868
10050031 | STAX TRANSFER CONVEYOR ST-033 | 10050868
10050032 | STAX TRANSFER CONVEYOR ST-034 | 10050868
10050033 | STAX TRANSFER CONVEYOR ST-035 | 10050868
10050034 | STAX TRANSFER CONVEYOR ST-036 | 10050868
10050035 | STAX TRANSFER CONVEYOR ST-037 | 10050868
10050869 | STAX TRANSFER CONVEYOR ST-001 | 10050868
10050879 | STAX TRANSFER CONVEYOR ST-011 | 10050868
10050880 | STAX TRANSFER CONVEYOR ST-012 | 10050868
10050904 | STAX TRANSFER CONVEYOR ST-038 | 10050868
10050905 | STAX TRANSFER CONVEYOR ST-039 | 10050868
10050906 | STAX TRANSFER CONVEYOR ST-040 | 10050868
10050907 | STAX TRANSFER CONVEYOR ST-041 | 10050868
10050908 | STAX TRANSFER CONVEYOR ST-042 | 10050868
10050909 | STAX TRANSFER CONVEYOR ST-043 | 10050868
10050910 | STAX TRANSFER CONVEYOR ST-044 | 10050868
10050911 | STAX TRANSFER CONVEYOR ST-045 | 10050868
10050912 | STAX TRANSFER CONVEYOR ST-046 | 10050868
10050913 | STAX TRANSFER CONVEYOR ST-047 | 10050868
10050914 | STAX TRANSFER CONVEYOR ST-048 | 10050868
10050915 | STAX TRANSFER CONVEYOR ST-049 | 10050868
10050916 | STAX TRANSFER CONVEYOR ST-050 | 10050868
10050917 | STAX TRANSFER CONVEYOR ST-051 | 10050868
10050918 | STAX TRANSFER CONVEYOR ST-052 | 10050868
10050919 | STAX TRANSFER CONVEYOR ST-053 | 10050868
10050920 | STAX TRANSFER CONVEYOR ST-054 | 10050868
10059666 | METAL DETECTOR AUTO SEAMER |  | PI-TH-7151-FA-PK-ST
10064074 | STAX SEAMER CFT SC-003 |  | PI-TH-7151-FA-PK-ST
10064075 | STAX DATE CODER SI-004 |  | PI-TH-7151-FA-PK-ST
10064076 | STAX NITROGEN CHARGER SN-001 |  | PI-TH-7151-FA-PK-ST
10064077 | STAX REJECTER SR-001 |  | PI-TH-7151-FA-PK-ST
10050497 | LIGHTING WAREHOUSE |  | PI-TH-7151-WH
10050557 | FACILITY WAREHOUSE |  | PI-TH-7151-WH
10050500 | LIGHTING WAREHOUSE OFFICE |  | PI-TH-7151-WH-OF
10050560 | FACILITY WAREHOUSE OFFICE |  | PI-TH-7151-WH-OF
10051263 | RM/WH sump pump-1 |  | PI-TH-7151-WH-OF
10051264 | RM/WH office sump pump-1 |  | PI-TH-7151-WH-OF
10050205 | DOCK LEVELER DL1 |  | PI-TH-7151-WH-RM
10050206 | DOCK LEVELER DL2 |  | PI-TH-7151-WH-RM
10050207 | DOCK LEVELER DL3 |  | PI-TH-7151-WH-RM
10050208 | DOCK LEVELER DL4 |  | PI-TH-7151-WH-RM
10050234 | FIRE ALARM FA3 |  | PI-TH-7151-WH-RM
10050274 | AIR CONDITION AC4-1 |  | PI-TH-7151-WH-RM
10050275 | AIR CONDITION AC4-2 |  | PI-TH-7151-WH-RM
10050322 | SHUTTER DOOR SD4-7 |  | PI-TH-7151-WH-RM
10050323 | SHUTTER DOOR SD4-8 |  | PI-TH-7151-WH-RM
10050324 | SHUTTER DOOR SD4-9 |  | PI-TH-7151-WH-RM
10050325 | SHUTTER DOOR SD4-10 |  | PI-TH-7151-WH-RM
10050352 | FORKLIFT GAS G2 |  | PI-TH-7151-WH-RM
10050353 | FORKLIFT GAS G3 |  | PI-TH-7151-WH-RM
10050356 | FORKLIFT GAS G6 |  | PI-TH-7151-WH-RM
10050358 | FORKLIFT GAS G8 |  | PI-TH-7151-WH-RM
10050359 | FORKLIFT GAS G9 |  | PI-TH-7151-WH-RM
10050362 | ELECTRIC FORKLIFT E7 |  | PI-TH-7151-WH-RM
10050363 | ELECTRIC FORKLIFT E8 |  | PI-TH-7151-WH-RM
10050364 | ELECTRIC FORKLIFT E9 |  | PI-TH-7151-WH-RM
10050365 | ELECTRIC FORKLIFT E10 |  | PI-TH-7151-WH-RM
10050366 | ELECTRIC FORKLIFT E11 |  | PI-TH-7151-WH-RM
10050367 | ELECTRIC FORKLIFT E12 |  | PI-TH-7151-WH-RM
10050369 | ELECTRIC FORKLIFT E14 |  | PI-TH-7151-WH-RM
10050370 | ELECTRIC FORKLIFT E15 |  | PI-TH-7151-WH-RM
10050371 | ELECTRIC FORKLIFT E16 |  | PI-TH-7151-WH-RM
10050499 | LIGHTING WAREHOUSE RAW MATERIAL |  | PI-TH-7151-WH-RM
10050559 | FACILITY WAREHOUSE RAW MATERIAL |  | PI-TH-7151-WH-RM
10050562 | ELECTRIC FORKLIFT E18 |  | PI-TH-7151-WH-RM
10050563 | ELECTRIC FORKLIFT E19 |  | PI-TH-7151-WH-RM
10050564 | ELECTRIC FORKLIFT E20 |  | PI-TH-7151-WH-RM
10050568 | ELECTRIC FORKLIFT E24 |  | PI-TH-7151-WH-RM
10050569 | ELECTRIC FORKLIFT E25 |  | PI-TH-7151-WH-RM
10050570 | ELECTRIC FORKLIFT E26 |  | PI-TH-7151-WH-RM
10050571 | ELECTRIC FORKLIFT E27 |  | PI-TH-7151-WH-RM
10050611 | DISTRIBUTION PANEL 2-LP-12-1 |  | PI-TH-7151-WH-RM
10051065 | SHUTTER DOOR SD4-1 |  | PI-TH-7151-WH-RM
10051066 | SHUTTER DOOR SD4-2 |  | PI-TH-7151-WH-RM
10051067 | SHUTTER DOOR SD4-3 |  | PI-TH-7151-WH-RM
10051068 | SHUTTER DOOR SD4-4 |  | PI-TH-7151-WH-RM
10051069 | SHUTTER DOOR SD4-5 |  | PI-TH-7151-WH-RM
10051070 | SHUTTER DOOR SD4-6 |  | PI-TH-7151-WH-RM
10051351 | FAST MOVING DOOR FD4-1 |  | PI-TH-7151-WH-RM
10051352 | FAST MOVING DOOR FD4-2 |  | PI-TH-7151-WH-RM
10051353 | FAST MOVING DOOR FD4-3 |  | PI-TH-7151-WH-RM
10051354 | FAST MOVING DOOR FD4-4 |  | PI-TH-7151-WH-RM
10051355 | FAST MOVING DOOR FD4-5 |  | PI-TH-7151-WH-RM
10051356 | FAST MOVING DOOR FD4-6 |  | PI-TH-7151-WH-RM
10052708 | EXHAUST FAN EF18 |  | PI-TH-7151-WH-RM
10052709 | EXHAUST FAN EF19 |  | PI-TH-7151-WH-RM
10052710 | EXHAUST FAN EF20 |  | PI-TH-7151-WH-RM
10052711 | EXHAUST FAN EF21 |  | PI-TH-7151-WH-RM
10050241 | SSN COOL ROOM |  | PI-TH-7151-WH-SS
10050242 | SSN COOL ROOM SC1-1 |  | PI-TH-7151-WH-SS
10050243 | SSN COOL ROOM SC1-2 |  | PI-TH-7151-WH-SS
10050244 | SSN COOL ROOM SC2-1 |  | PI-TH-7151-WH-SS
10050245 | SSN COOL ROOM SC2-2 |  | PI-TH-7151-WH-SS
10050246 | SSN COOL ROOM SC3-1 |  | PI-TH-7151-WH-SS
10050326 | SHUTTER DOOR SD4-11 |  | PI-TH-7151-WH-SS
10050327 | SHUTTER DOOR SD4-12 |  | PI-TH-7151-WH-SS
10050328 | SHUTTER DOOR SD4-13 |  | PI-TH-7151-WH-SS
10050329 | SHUTTER DOOR SD4-14 |  | PI-TH-7151-WH-SS
10050498 | LIGHTING WAREHOUSE SEASONING COOL ROOM |  | PI-TH-7151-WH-SS
10050558 | FACILITY WAREHOUSE SEASONING COOL ROOM |  | PI-TH-7151-WH-SS
10050643 | DISTRIBUTION PANEL 4-LP-1 |  | PI-TH-7151-WH-SS
10050644 | DISTRIBUTION PANEL 4-LP-1-1 |  | PI-TH-7151-WH-SS
10050645 | DISTRIBUTION PANEL 4-LP-1-2 |  | PI-TH-7151-WH-SS
10050646 | DISTRIBUTION PANEL 4-LP-1-3 |  | PI-TH-7151-WH-SS
10050647 | DISTRIBUTION PANEL 4-LP-1-4 |  | PI-TH-7151-WH-SS
10050648 | DISTRIBUTION PANEL 4-LP-1-5 |  | PI-TH-7151-WH-SS
10050780 | SSN COOL ROOM SC3-2 |  | PI-TH-7151-WH-SS
10050781 | SSN COOL ROOM SC4-1 |  | PI-TH-7151-WH-SS
10050782 | SSN COOL ROOM SC4-2 |  | PI-TH-7151-WH-SS